{"text_format":"3","workbook":"xls","n_sheets":22,"sheets":["封-1_招标工程量清单","扉-1_招标工程量清单","表-01_总说明","表-02_建设项目投标报价汇总表","表-03_单项工程投标报价汇总表","表-04_单位工程投标报价汇总表","表-08_分部分项工程和单价措施项目清单与计价表","表-11_总价措施项目清单与计价表","表-12_其他项目清单与计价汇总表","表-14_税前项目清单与计价表","表-15_规费、增值税计价表","设备及价格表","扉-2_招标控制价","表-01_总说明0","表-02_建设项目招标控制价汇总表","表-03_单项工程招标控制价汇总表","表-09_工程量清单综合单价分析表","表-09_工程量清单综合单价分析表(主材)","表-11_总价措施项目清单与计价表0","表-12-1_暂列金额明细表","表-22_承包人提供主要材料和工程设备一览表","税后项目清单与计价表"],"read":"whole","date_system":"1900","formulas":"cached_only"}

{"sheet":"封-1_招标工程量清单","index":0,"n_rows":12,"n_cols":5,"rows_kept":12,"merged":[[0,1,0,2],[1,1,1,3],[2,2,3,2],[5,2,6,2],[8,1,8,3],[9,1,9,3],[10,0,10,1],[10,2,10,4]],"flags":["formulas_cached_only"]}
[null,"广西工商职业技术学院1*1250KVA专变配电工程",null,"工程"]
[null,"招 标 工 程 量 清 单"]
[]
[null,"招  标  人:"]
[null,null,"(单位盖章)"]
[]
[null,"造价咨询人:"]
[null,null,"(单位盖章)"]
[null,"2018年04月04日"]
[null,"软件名称及版本号：博奥清单计价软件V17（版本号：17.0.01）\r\n工程计价软件测评合格编号：2016J02"]
[]
[{"$nulls":4},"封-1"]

{"sheet":"扉-1_招标工程量清单","index":1,"n_rows":51,"n_cols":9,"rows_kept":51,"merged":[[3,1,3,6],[7,1,7,7],[16,2,17,4],[16,6,17,8],[17,0,17,1],[18,2,18,4],[18,6,18,8],[24,0,24,1],[24,2,25,4],[24,6,25,8],[25,0,25,1],[26,2,26,4],[26,6,26,8],[32,2,33,4],[32,6,33,8],[33,0,33,1],[34,2,34,4],[34,6,34,8],[41,0,41,1],[41,2,41,4],[41,6,41,8],[48,2,48,7]],"flags":["formulas_cached_only"]}
[]
[]
[]
[null,"广西工商职业技术学院1*1250KVA专变配电工程",{"$nulls":5},"工程"]
[]
[]
[]
[null,"招 标 工 程 量 清 单"]
{"$rows_empty":9}
["  招  标  人:",{"$nulls":4},"造价咨询人："]
[null,null,"（单位盖章）",{"$nulls":3},"（单位资质专用章）"]
[]
[]
[]
[]
[]
["  法定代表人 ",{"$nulls":4},"法定代表人  "]
["或其授权人：",{"$nulls":4},"或其授权人："]
[null,null,"（签字或盖章）",{"$nulls":3},"（签字或盖章）"]
[]
[]
[]
[]
[]
[]
["编  制  人：",{"$nulls":4},"复  核  人："]
["                 ",null,"（造价人员签字）",{"$nulls":3},"(造价工程师签字盖专用章)"]
[]
[]
[]
[]
[]
[]
["  编 制 时 间:",null,"2018年04月04日",null,null,"复 核 时 间：","2018年04月04日"]
{"$rows_empty":8}
[{"$nulls":8},"扉-1"]

{"sheet":"表-01_总说明","index":2,"n_rows":38,"n_cols":3,"rows_kept":38,"merged":[[0,0,0,2],[2,0,36,2]],"flags":["formulas_cached_only"]}
["总  说  明"]
["工程名称:","广西工商职业技术学院1*1250KVA专变配电工程","第1页 共1页"]
["一、工程概况：\r\n     电源在220kV思恩变电站10kV思香线55号塔接电，在线路前端安装线路故障指示器一套，在客户1号杆新装一组高压隔离开关、一组柱上真空负荷开关、两组高压避雷器，用JKLGYJ导线架设线路约150米至用电点新建高压室内供一台1250kVA专用配电变压器用电。\r\n\r\n二、本次工程计价范围：\r\n    施工图纸范围内的土建、装修、室外专变等工程。\r\n\r\n三、编制依据：\r\n   （1）《建设工程工程量清单计价规范》广西壮族自治区实施细则(GB50500-2013) ；\r\n   （2）《建设工程工程量计算规范》广西壮族自治区实施细则(GB50854~GB50862-2013) \r\n   （3） 2015年版《广西壮族自治区安装工程消耗量定额》及其配套费用定额；\r\n   （4）桂建标[2016]16号《自治区住房城乡建设厅关于颁布2016年<广西壮族自治区建设工程费用定额>的通知》。\r\n   （5）桂建标[2016]17号《自治区住房城乡建设厅关于建筑业实施营业税改增值税后广西自治区建设工程计价依据调整的通知》。\r\n   （6）现行的有关文件以及招标文件、施工设计图纸和补充资料。\r\n\r\n四、其他说明：\r\n   （1） 信息价按2018年《南宁市建设工程造价信息》第2期除税价格计取，对于工程信息没有发布价格信息的材料，其价格参照市场价；\r\n   （2） 本工程主体部分采用商品混凝土，材料价格已含运输费；\r\n  \r\n\r\n"]
{"$rows_empty":34}
[null,"表-01"]

{"sheet":"表-02_建设项目投标报价汇总表","index":3,"n_rows":35,"n_cols":5,"rows_kept":35,"merged":[[0,0,0,4],[1,0,1,3],[1,4,1,4],[2,0,4,0],[2,1,4,1],[2,2,4,2],[2,3,2,4],[3,3,4,3]],"flags":["formulas_cached_only"]}
["建设项目投标报价汇总表"]
["工程名称:广西工商职业技术学院1*1250KVA专变配电工程",{"$nulls":3},"第1页 共1页"]
["序号","单项工程名称","金额(元)","其中:(元)"]
[{"$nulls":3},"暂估价","安全文明"]
[{"$nulls":4},"施工费"]
[null,"        投标报价合计"]
{"$rows_empty":28}
[{"$nulls":4},"表-02"]

{"sheet":"表-03_单项工程投标报价汇总表","index":4,"n_rows":35,"n_cols":5,"rows_kept":35,"merged":[[0,0,0,4],[1,0,1,3],[1,4,1,4],[2,0,4,0],[2,1,4,1],[2,2,4,2],[2,3,2,4],[3,3,4,3]],"flags":["formulas_cached_only"]}
["单项工程投标报价汇总表"]
["工程名称:广西工商职业技术学院1*1250KVA专变配电工程",{"$nulls":3},"第1页 共1页"]
["序号","单位工程名称","金额(元)","其中:(元)"]
[{"$nulls":3},"暂估价","安全文明"]
[{"$nulls":4},"施工费"]
["1.1","广西工商职业技术学院1*1250KVA专变配电工程-土建"]
["1.2","广西工商职业技术学院1*1250KVA专变配电工程-安装"]
[null,"        投标报价合计"]
{"$rows_empty":26}
[{"$nulls":4},"表-03"]

{"sheet":"表-04_单位工程投标报价汇总表","index":5,"n_rows":42,"n_cols":4,"rows_kept":42,"merged":[[0,0,0,3],[1,0,1,2]],"flags":["formulas_cached_only"]}
["单位工程投标报价汇总表"]
["工程名称:广西工商职业技术学院1*1250KVA专变配电工程",null,null,"第1页 共1页"]
["序号","汇总内容","金额(元)","备注"]
[null,"广西工商职业技术学院1*1250KVA专变配电工程-土建"]
["1","分部分项工程和单价措施项目清单计价合计"]
[" 1.1","  其中:暂估价"]
["2","总价措施项目清单计价合计"]
[" 2.1","  其中:安全文明施工费"]
["3","其他项目清单计价合计"]
["4","税前项目清单计价合计"]
["5","规费"]
["6","增值税"]
["7","工程总造价=1+2+3+4+5+6"]
[null,"广西工商职业技术学院1*1250KVA专变配电工程-安装"]
["1","分部分项工程和单价措施项目清单计价合计"]
[" 1.1","  其中:暂估价"]
["2","总价措施项目清单计价合计"]
[" 2.1","  其中:安全文明施工费"]
["3","其他项目清单计价合计"]
["4","税前项目清单计价合计"]
["5","规费"]
["6","增值税"]
["7","工程总造价=1+2+3+4+5+6"]
[null,"工程项目汇总"]
["1","分部分项工程和单价措施项目清单计价合计"]
["1.1","  其中:暂估价"]
["2","总价措施项目清单计价合计"]
["2.1","  其中:安全文明施工费"]
["3","其他项目清单计价合计"]
["4","税前项目清单计价合计"]
["5","规费"]
["6","增值税"]
["7","工程总造价=1+2+3+4+5+6"]
{"$rows_empty":8}
[null,null," ","表-04"]

{"sheet":"表-08_分部分项工程和单价措施项目清单与计价表","index":6,"n_rows":493,"n_cols":8,"rows_kept":493,"merged":[[0,0,0,7],[1,0,1,5],[1,6,1,7],[2,0,4,0],[2,1,4,1],[2,2,4,2],[2,3,4,3],[2,4,4,4],[2,5,2,7],[3,5,4,5],[3,6,4,6],[39,0,39,7],[40,0,40,5],[40,6,40,7],[41,0,43,0],[41,1,43,1],[41,2,43,2],[41,3,43,3],[41,4,43,4],[41,5,41,7],[42,5,43,5],[42,6,43,6],[81,0,81,7],[82,0,82,5],[82,6,82,7],[83,0,85,0],[83,1,85,1],[83,2,85,2],[83,3,85,3],[83,4,85,4],[83,5,83,7],[84,5,85,5],[84,6,85,6],[122,0,122,7],[123,0,123,5],[123,6,123,7],[124,0,126,0],[124,1,126,1],[124,2,126,2],[124,3,126,3],[124,4,126,4],[124,5,124,7],[125,5,126,5],[125,6,126,6],[164,0,164,7],[165,0,165,5],[165,6,165,7],[166,0,168,0],[166,1,168,1],[166,2,168,2],[166,3,168,3],[166,4,168,4],[166,5,166,7],[167,5,168,5],[167,6,168,6],[205,0,205,7],[206,0,206,5],[206,6,206,7],[207,0,209,0],[207,1,209,1],[207,2,209,2],[207,3,209,3],[207,4,209,4],[207,5,207,7],[208,5,209,5],[208,6,209,6],[247,0,247,7],[248,0,248,5],[248,6,248,7],[249,0,251,0],[249,1,251,1],[249,2,251,2],[249,3,251,3],[249,4,251,4],[249,5,249,7],[250,5,251,5],[250,6,251,6],[284,0,284,7],[285,0,285,5],[285,6,285,7],[286,0,288,0],[286,1,288,1],[286,2,288,2],[286,3,288,3],[286,4,288,4],[286,5,286,7],[287,5,288,5],[287,6,288,6],[325,0,325,7],[326,0,326,5],[326,6,326,7],[327,0,329,0],[327,1,329,1],[327,2,329,2],[327,3,329,3],[327,4,329,4],[327,5,327,7],[328,5,329,5],[328,6,329,6],[367,0,367,7],[368,0,368,5],[368,6,368,7],[369,0,371,0],[369,1,371,1],[369,2,371,2],[369,3,371,3],[369,4,371,4],[369,5,369,7],[370,5,371,5],[370,6,371,6],[408,0,408,7],[409,0,409,5],[409,6,409,7],[410,0,412,0],[410,1,412,1],[410,2,412,2],[410,3,412,3],[410,4,412,4],[410,5,410,7],[411,5,412,5],[411,6,412,6],[450,0,450,7],[451,0,451,5],[451,6,451,7],[452,0,454,0],[452,1,454,1],[452,2,454,2],[452,3,454,3],[452,4,454,4],[452,5,452,7],[453,5,454,5],[453,6,454,6]],"flags":["formulas_cached_only"]}
["分部分项工程和单价措施项目清单与计价表"]
["工程名称:广西工商职业技术学院1*1250KVA专变配电工程 ",{"$nulls":5},"第1页 共12页"]
["序\r\n\r\n号","项目编码","项目名称及\r\n项目特征描述","计量单位","工程量","金额(元)"]
[{"$nulls":5},"综合单价","合 价","其中："]
[{"$nulls":7},"暂估价"]
[null,null,"广西工商职业技术学院1*1250KVA专变配电工程-土建"]
[null,null,"分部分项工程"]
[null,null,"A.1 土（石）方工程"]
["1","010101001001","平整场地","㎡","51.72"]
["2","010101003001","挖沟槽土方","","30.86"]
[null,null,"1、位置：电房基础"]
[null,null,"2、土壤类别：按地质勘查报告"]
[null,null,"3、挖土深度：2m以内"]
["3","010101004001","挖基坑土方","","12.14"]
[null,null,"1、位置：设备基础"]
[null,null,"2、土壤类别：按地质勘查报告"]
[null,null,"3、挖土深度：2m以内"]
["4","010103001001","回填方","","16.56"]
[null,null,"1、填方来源：原土回填",null,"1.00"]
[null,null,"2、密实度要求：压实系数不小于0.94"]
["5","010103002001","余土弃置","","26.44"]
[null,null,"运距：运距1km以内"]
[null,null,"A.3 砌筑工程"]
["6","010401001001","砖基础","","3.10"]
[null,null,"1、位置：设备基础"]
[null,null,"2、砖品种、规格、强度等级：页岩多孔砖MU10"]
[null,null,"3、砂浆强度等级、配合比：M7.5混合砂浆砌筑"]
["7","010401004001","基础砖墙","","2.16"]
[null,null,"1、位置：地梁下砖墙"]
[null,null,"2、墙体厚度:360mm"]
[null,null,"3、砖品种、规格、强度等级：页岩多孔砖MU7.5"]
[null,null,"4、砂浆强度等级、配合比：M7.5混合砂浆砌筑"]
["8","010401004002","基础砖墙","","4.77"]
[null,null,"1、位置：地梁下砖墙"]
[null,null,"2、墙体厚度:240mm"]
[null,null,"3、砖品种、规格、强度等级：页岩多孔砖MU7.5"]
[null,null,"4、砂浆强度等级、配合比：M7.5混合砂浆砌筑"]
["9","010401004003","多孔砖墙","","21.14"]
[{"$nulls":7},"表-08"]
["分部分项工程和单价措施项目清单与计价表"]
["工程名称:广西工商职业技术学院1*1250KVA专变配电工程 ",{"$nulls":5},"第2页 共12页"]
["序\r\n\r\n号","项目编码","项目名称及\r\n项目特征描述","计量单位","工程量","金额(元)"]
[{"$nulls":5},"综合单价","合 价","其中："]
[{"$nulls":7},"暂估价"]
[null,null,"1.砖品种、规格、强度等级:页岩烧结多孔砖240*115*90"]
[null,null,"2.墙体厚度:240"]
[null,null,"3.砂浆种类、强度等级:M7.5混合砂浆砌筑"]
[null,null,"A.4 混凝土及钢筋混凝土工程"]
["10","010501001001","石粉垫层","","2.02"]
[null,null,"部位：设备基础"]
["11","010501001002","基础垫层","","2.02"]
[null,null,"部位：设备基础"]
[null,null,"1.混凝土种类：商品砼"]
[null,null,"2.混凝土强度等级:C15"]
["12","010501002001","带形基础","","7.41"]
[null,null,"1.混凝土种类：商品砼"]
[null,null,"2.混凝土强度等级:C15"]
["13","010503001001","基础梁","","2.22"]
[null,null,"1.混凝土种类：商品砼"]
[null,null,"2.混凝土强度等级:C25"]
["14","010502002001","构造柱","","1.87"]
[null,null,"1.混凝土种类：商品砼"]
[null,null,"2.混凝土强度等级:C25"]
["15","010503005001","过梁","","0.62"]
[null,null,"1.混凝土种类:商品砼"]
[null,null,"2.混凝土强度等级:C25"]
["16","010505001001","有梁板","","8.98"]
[null,null,"1.混凝土种类:商品砼"]
[null,null,"2.混凝土强度等级:C25"]
["17","010505006001","栏板","","2.35"]
[null,null,"1.混凝土种类:商品砼"]
[null,null,"2.混凝土强度等级:C25"]
["18","010505008001","雨篷、悬挑板、阳台板","","0.54"]
[null,null,"1.混凝土种类:商品砼"]
[null,null,"2.混凝土强度等级:C25"]
["19","010507007001","设备基础混凝土构件","","2.45"]
[null,null,"1.混凝土种类:商品砼"]
[null,null,"2.混凝土强度等级:C20"]
["20","010507001001","散水、坡道","㎡","36.74"]
[null,null,"20厚1:2.5水泥砂浆抹面压光"]
[{"$nulls":7},"表-08"]
["分部分项工程和单价措施项目清单与计价表"]
["工程名称:广西工商职业技术学院1*1250KVA专变配电工程 ",{"$nulls":5},"第3页 共12页"]
["序\r\n\r\n号","项目编码","项目名称及\r\n项目特征描述","计量单位","工程量","金额(元)"]
[{"$nulls":5},"综合单价","合 价","其中："]
[{"$nulls":7},"暂估价"]
[null,null,"100厚1:3:6石灰、砂浆、碎砖三合土"]
[null,null,"素土夯实，向外坡4%"]
["21","010512008001","预制砼盖板","","0.78"]
[null,null,"部位：高压电缆沟"]
[null,null,"砼强度等级：c20"]
[null,null,"规格：820*415*100"]
["22","010515001001","现浇构件圆钢筋制安 φ10以内","t","1.082"]
["23","010515001002","现浇构件圆钢筋制安 φ10以上","t","0.556"]
["24","桂010515011001","砌体加固筋","t","0.048"]
["25","010516002001","铁件","t","0.016"]
[null,null,"A.7 屋面及防水工程"]
["26","010902001001","不上人屋面","㎡","44.82"]
[null,null,"40厚370*370水泥预制块，1:2水泥砂浆填缝"]
[null,null,"M5混合砂浆顺排水方向砌宽、高180，中距380砖带"]
[null,null,"3厚SBS改性沥青防水卷材"]
[null,null,"20厚1:2.5水泥砂浆找平"]
[null,null,"20厚（最薄处）1:8水泥加气混凝土碎渣2%找坡"]
[null,null,"钢筋混凝土屋面板，表面打扫干净"]
[null,null,"A.9 楼地面工程"]
["27","011102003001","块料楼地面","㎡","24.59"]
[null,null,"800*800*10乳白色耐磨抛光砖，专用填缝剂擦缝"]
[null,null,"25厚1:4干硬性水泥砂浆，面撒素水泥"]
[null,null,"素水泥砂浆结合层一道"]
[null,null,"100厚c15混凝土"]
[null,null,"素土夯实"]
[null,null,"A.10 墙、柱面工程"]
["28","011201001001","内墙墙面抹灰","㎡","95.61"]
[null,null,"15厚1：1：6水泥石灰砂浆"]
[null,null,"5厚1:0.5:3水泥石灰砂浆"]
["29","011201001002","外墙墙面抹灰","㎡","93.88"]
[null,null,"部位：砖墙外墙"]
[null,null,"12厚1:2水泥砂浆"]
[null,null,"8厚1:2.5水泥砂浆"]
["30","011201001003","外墙墙面抹灰","㎡","15.93"]
[null,null,"部位：栏板、女儿墙"]
[{"$nulls":7},"表-08"]
["分部分项工程和单价措施项目清单与计价表"]
["工程名称:广西工商职业技术学院1*1250KVA专变配电工程 ",{"$nulls":5},"第4页 共12页"]
["序\r\n\r\n号","项目编码","项目名称及\r\n项目特征描述","计量单位","工程量","金额(元)"]
[{"$nulls":5},"综合单价","合 价","其中："]
[{"$nulls":7},"暂估价"]
["31","011203001001","零星项目一般抹灰","㎡","38.87"]
[null,null,"部位:设备砖基础"]
[null,null,"1：2水泥砂浆抹面"]
["32","桂011201005001","墙面钉(挂)网","㎡","33.54"]
[null,null,"钢丝网与墙面及砼搭接宽度150mm"]
["33","桂011204007001","外墙勒脚贴砖","㎡","18.81"]
[null,null,"外墙勒脚贴100*100灰色釉面小方砖"]
[null,null,"A.11 天棚工程"]
["34","011301001001","天棚抹灰","㎡","48.39"]
[null,null,"7厚1:3水泥砂浆"]
[null,null,"5厚1：2水泥砂浆"]
[null,null,"A.12 门窗工程"]
["35","010802003001","甲级防火门","㎡","10.80"]
[null,null,"规格:2000*2700"]
[null,null,"含运输、防火锁、闭门器、防火铰链等五金配件"]
[null,null,"样式由建设方定"]
["36","010807001001","96系列铝合金推拉窗（洞口面积＞2m2）","㎡","6.00"]
[null,null,"门窗尺寸：1500*1000"]
[null,null,"含不锈钢五金配件、运输、制作及安装"]
[null,null,"玻璃密封胶、结构胶满足使用要求"]
[null,null,"安装不锈钢防盗网"]
["37","010807003001","金属百叶窗","㎡","3.60"]
[null,null,"门窗尺寸：1500*600"]
[null,null,"含不锈钢五金配件、运输、制作及安装"]
[null,null,"安装不锈钢防盗网"]
["38","桂010811002001","门窗周边塞缝","m","51.60"]
[null,null,"水泥砂浆1:2.5塞缝"]
[null,null,"A.13 油漆、涂料、裱糊工程"]
["39","011406003001","内墙双飞粉腻子墙面","㎡","95.61"]
[null,null,"刮腻子遍数:两遍"]
["40","011406003002","天棚双飞粉腻子","㎡","48.39"]
[null,null,"刮腻子遍数:两遍"]
["41","011407001001","内墙面乳胶漆","㎡","95.61"]
[null,null,"刷内墙乳胶漆两遍"]
["42","011407002001","天棚喷（刷）涂料","㎡","48.39"]
[null,null,"刷内天棚乳胶漆两遍"]
[{"$nulls":7},"表-08"]
["分部分项工程和单价措施项目清单与计价表"]
["工程名称:广西工商职业技术学院1*1250KVA专变配电工程 ",{"$nulls":5},"第5页 共12页"]
["序\r\n\r\n号","项目编码","项目名称及\r\n项目特征描述","计量单位","工程量","金额(元)"]
[{"$nulls":5},"综合单价","合 价","其中："]
[{"$nulls":7},"暂估价"]
[null,null,"     小    计"]
[null,null,"     ∑人工费"]
[null,null,"     ∑材料费"]
[null,null,"     ∑机械费"]
[null,null,"     ∑管理费"]
[null,null,"     ∑利  润"]
[null,null,"单价措施项目"]
[null,"011701","脚手架工程"]
["43","桂011701001001","外脚手架","㎡","160.37"]
[null,null,"1、搭设方式:扣件式"]
[null,null,"2、搭设高度:10m以内"]
[null,null,"3、脚手架材质:钢管"]
["44","桂011701002001","里脚手架","㎡","121.81"]
[null,null,"1、搭设方式:扣件式"]
[null,null,"2、搭设高度:3.6m以内"]
[null,null,"3、脚手架材质:钢管"]
[null,"011702","混凝土模板及支架(撑)"]
["45","011702001001","带形基础模板 胶合板模板 木支撑","㎡","24.69"]
[null,null,"1.模板材质、支撑种类:胶合板模板 木支撑"]
[null,null,"2.支模高度:综合考虑"]
["46","011702001002","基础梁 胶合板模板 木支撑","㎡","18.52"]
[null,null,"1.模板材质、支撑种类:胶合板模板 木支撑"]
[null,null,"2.支模高度:综合考虑"]
["47","011702003001","构造柱 胶合板模板 木支撑","㎡","18.02"]
[null,null,"1.模板材质、支撑种类:胶合板模板 木支撑"]
[null,null,"2.支模高度:综合考虑"]
["48","011702009001","过梁 木模板木支撑","㎡","7.60"]
[null,null,"1.模板材质、支撑种类:木模板 木支撑"]
[null,null,"2.支模高度:综合考虑"]
["49","011702014001","有梁板 胶合板模板 钢支撑","㎡","66.31"]
[null,null,"1.模板材质、支撑种类:胶合板模板 钢支撑"]
[null,null,"2.支模高度:综合考虑"]
["50","011702021001","栏板 木模板木支撑","㎡","35.95"]
[null,null,"1.模板材质、支撑种类:木模板木支撑"]
[null,null,"2.支模高度:综合考虑"]
[{"$nulls":7},"表-08"]
["分部分项工程和单价措施项目清单与计价表"]
["工程名称:广西工商职业技术学院1*1250KVA专变配电工程 ",{"$nulls":5},"第6页 共12页"]
["序\r\n\r\n号","项目编码","项目名称及\r\n项目特征描述","计量单位","工程量","金额(元)"]
[{"$nulls":5},"综合单价","合 价","其中："]
[{"$nulls":7},"暂估价"]
["51","011702023001","雨篷、悬挑板、阳台板","㎡","5.40"]
[null,null,"1.模板材质、支撑种类:木模板木支撑"]
[null,null,"2.支模高度:综合考虑"]
[null,"011703","垂直运输"]
[null,"011704","超高施工增加"]
[null,"011705","大型机械设备进出场及安拆"]
["52","011705001001","大型机械设备进出场及安拆","台次","1"]
[null,"011706","施工排水、降水"]
[null,"011708","混凝土运输及泵送工程"]
[null,"011709","二次搬运"]
[null,"011710","已完工程保护费"]
[null,"011711","夜间施工增加费"]
[null,"011712","金属结构构件制作平台摊销"]
[null,"011713","地上、地下设施、建筑物的临时保护设施"]
[null,null,"     小    计"]
[null,null,"     ∑人工费"]
[null,null,"     ∑材料费"]
[null,null,"     ∑机械费"]
[null,null,"     ∑管理费"]
[null,null,"     ∑利  润"]
[null,null,"     合    计"]
[null,null,"     ∑人工费"]
[null,null,"     ∑材料费"]
[null,null,"     ∑机械费"]
[null,null,"     ∑管理费"]
[null,null,"     ∑利  润"]
[null,null,"广西工商职业技术学院1*1250KVA专变配电工程-安装"]
[null,null,"分部分项工程"]
[null,null,"一、室外电杆部分"]
["53","060104006001","电杆工地运输","t","3.621"]
["54","030410001001","1号水泥杆 φ190*15m","根","2"]
[null,null,"含杆坑土方挖、填"]
["55","030410001002","2号水泥杆 φ190*12m","根","1"]
[null,null,"含杆坑土方挖、填"]
["56","030410001003","3号水泥杆 φ190*12m","根","1"]
[null,null,"含杆坑土方挖、填"]
[{"$nulls":7},"表-08"]
["分部分项工程和单价措施项目清单与计价表"]
["工程名称:广西工商职业技术学院1*1250KVA专变配电工程 ",{"$nulls":5},"第7页 共12页"]
["序\r\n\r\n号","项目编码","项目名称及\r\n项目特征描述","计量单位","工程量","金额(元)"]
[{"$nulls":5},"综合单价","合 价","其中："]
[{"$nulls":7},"暂估价"]
["57","030410004001","杆上设备 负荷开关FZW28F-12/630-16","台","1"]
["58","030410004002","杆上设备 隔离开关GW9-10W(2)/630","组","1"]
["59","030410004003","杆上设备 避雷器YH5WS-17/50L","组","3"]
["60","030410004004","杆上设备 故障指示器","台","3"]
[null,null,"短路和接地故障二合一指示"]
["61","030410004005","1号杆上附件制作安装","组","1"]
[null,null,"含横担、双铁头瓷拉棒、螺栓、线夹、拉杆、抱箍、瓷横担、接地扁铁、拉线等"]
["62","030410004006","2号杆上附件制作安装","组","1"]
[null,null,"含横担、双铁头瓷拉棒、螺栓、线夹、拉杆、抱箍、瓷横担、接地扁铁、拉线等"]
["63","030410004007","3号杆上附件制作安装","组","1"]
[null,null,"含横担、双铁头瓷拉棒、螺栓、线夹、拉杆、抱箍、瓷横担、接地扁铁、拉线等"]
["64","030410004008","T接铁塔上附件制作安装","组","1"]
[null,null,"含横担、双铁头瓷拉棒、螺栓、线夹、拉杆、抱箍、瓷横担、接地扁铁、拉线等"]
["65","030409002001","接地扁铁-40*4*10000","根","2"]
["66","030409002002","接地扁铁-5*50","m","12.00"]
["67","030409002003","接地网","m","20.00"]
["68","030409002004","接地环","组","1"]
["69","030408008001","电缆防堵洞 盘柜下","处","8"]
[null,null,"含防火涂料、防火隔板、有机堵料、无机"]
[null,null,"堵料、阻火包、防火包带、具体做法详设计图纸"]
["70","040205004001","电缆路径标志牌","块","10"]
[null,null,"1.类型:长方形"]
[null,null,"2.材质、规格尺寸:不锈钢、200×80mm"]
[null,null,"3.每隔10m~15m及转弯处设置"]
["71","040205004002","电缆走向标志桩","块","4"]
[null,null,"每隔30m安装"]
["72","040205004003","刀闸、开关标志牌","块","2"]
[null,null,"1.类型:长方形"]
[null,null,"2.材质、规格尺寸:铝质、320×220mm"]
["73","040205004004","10KV杆号标志牌","块","3"]
[null,null,"1.类型:长方形"]
[{"$nulls":7},"表-08"]
["分部分项工程和单价措施项目清单与计价表"]
["工程名称:广西工商职业技术学院1*1250KVA专变配电工程 ",{"$nulls":5},"第8页 共12页"]
["序\r\n\r\n号","项目编码","项目名称及\r\n项目特征描述","计量单位","工程量","金额(元)"]
[{"$nulls":5},"综合单价","合 价","其中："]
[{"$nulls":7},"暂估价"]
[null,null,"2.材质、规格尺寸:铝质、320×220mm"]
["74","040205004005","警告标志牌","块","3"]
[null,null,"1.类型:长方形"]
[null,null,"2.材质、规格尺寸:铝质、240*300mm"]
["75","040205004006","禁止标志牌","块","3"]
[null,null,"1.类型:长方形"]
[null,null,"2.材质、规格尺寸:铝质、240*300mm"]
["76","040205004007","变压器标志牌","块","1"]
[null,null,"1.类型:长方形"]
[null,null,"2.材质、规格尺寸:铝质、400*210mm"]
["77","040205004008","电缆本体标示牌","块","2"]
[null,null,"1.类型:长方形"]
[null,null,"2.材质、规格尺寸:铝质、80×50mm"]
["78","040205004009","电缆终端头标示牌","块","4"]
[null,null,"1.类型:长方形"]
[null,null,"2.材质、规格尺寸:铝质、90×130mm"]
["79","桂030413007001","电缆井","座","1"]
[null,null,"1.井截面、深度:井内径2*2m、1.8m深"]
[null,null,"2.垫层材料种类、厚度:C15混凝土、200mm厚"]
[null,null,"3.砌体材料:MU机制砖"]
[null,null,"4.砂浆强度等级:M5水泥砂浆砌筑"]
[null,null,"5.井盖材质、规格:C25混凝土、985*490*100mm"]
["80","030408003001","电缆保护管 SC150","m","100.00"]
["81","030408001001","高压电缆 YJV22-8.7/15kV-3×70mm2","m","100.00"]
["82","030408006001","户外冷缩电缆头 YJV22-8.7/15kV-3×70mm2","个","1"]
["83","030410003001","架空绝缘导线 JKLGYJ-70mm2（高压引下）","km","0.099"]
["84","桂030404039001","铜铝接线端子 DTL-70","个","18"]
["85","桂030408013001","异型铝并沟线夹 JBL-50~70(含外罩)","个","3"]
["86","030411004001","接地引下线 BV-35mm2","m","9.00"]
["87","030408003002","电缆保护钢管 φ150*2000","m","2.00"]
["88","010101007001","管沟土方","","24.75"]
[null,null,"土壤类别：三类土"]
[null,null,"挖土深度：0.9m"]
["89","010103001001","管沟回填方","","24.75"]
[null,null,"二、高低压柜部分"]
[{"$nulls":7},"表-08"]
["分部分项工程和单价措施项目清单与计价表"]
["工程名称:广西工商职业技术学院1*1250KVA专变配电工程 ",{"$nulls":5},"第9页 共12页"]
["序\r\n\r\n号","项目编码","项目名称及\r\n项目特征描述","计量单位","工程量","金额(元)"]
[{"$nulls":5},"综合单价","合 价","其中："]
[{"$nulls":7},"暂估价"]
["90","030401002001","干式变压器 1250KVA","台","1"]
[null,null,"型号规格：11型，D，yn11连接，总容量1250KVA"]
[null,null,"电压变化比为10.5±2*2.5%/0.4KV"]
[null,null,"变压器的金属外壳采用IP3×防护等级以上"]
["91","030402017001","高压进线柜 1HA1","台","1"]
[null,null,"安装方式：落地安装"]
[null,null,"柜体尺寸：宽*深*高 800*900*2200"]
[null,null,"含箱内元件，详见系统图"]
["92","030402017002","高压计量柜 1HA2","台","1"]
[null,null,"安装方式：落地安装"]
[null,null,"柜体尺寸：宽*深*高 800*1500*2300"]
[null,null,"含箱内元件，详见系统图"]
["93","030402017003","高压出线柜 1HA3","台","1"]
[null,null,"安装方式：落地安装"]
[null,null,"柜体尺寸：宽*深*高 800*1500*2300"]
[null,null,"含箱内元件，详见系统图"]
["94","030404004001","低压进线柜 1AA1","台","1"]
[null,null,"安装方式：落地安装"]
[null,null,"柜体尺寸：宽*深*高 800*800*2200"]
[null,null,"含箱内元件，详见系统图"]
["95","030404004002","低压电容柜 1AA2","台","1"]
[null,null,"安装方式：落地安装"]
[null,null,"柜体尺寸：宽*深*高 800*800*2200"]
[null,null,"含箱内元件，详见系统图"]
["96","030404004003","低压电容柜 1AA3","台","1"]
[null,null,"安装方式：落地安装"]
[null,null,"柜体尺寸：宽*深*高 800*800*2200"]
[null,null,"含箱内元件，详见系统图"]
["97","030404004004","低压出线柜 1AA4","台","1"]
[null,null,"安装方式：落地安装"]
[null,null,"柜体尺寸：宽*深*高 1000*800*2200"]
[null,null,"含箱内元件，详见系统图"]
["98","030404004005","低压出线柜 1AA5","台","1"]
[null,null,"安装方式：落地安装"]
[null,null,"柜体尺寸：宽*深*高 1000*800*2200"]
[null,null,"含箱内元件，详见系统图"]
[{"$nulls":7},"表-08"]
["分部分项工程和单价措施项目清单与计价表"]
["工程名称:广西工商职业技术学院1*1250KVA专变配电工程 ",{"$nulls":5},"第10页 共12页"]
["序\r\n\r\n号","项目编码","项目名称及\r\n项目特征描述","计量单位","工程量","金额(元)"]
[{"$nulls":5},"综合单价","合 价","其中："]
[{"$nulls":7},"暂估价"]
["99","030403004001","低压母线槽2500A/4P","m","5.00"]
[null,null,"含直接、三通、弯头、进线箱、出线箱等配件"]
["100","030403003001","带形铜母线安装  TMY-60*6(高压柜拼盘用，仅计安装费)","m","1.60"]
[null,null,"每相一片"]
["101","030403003002","带形铜母线安装  TMY-4*(125*10)(低压柜拼盘用，仅计安装费)","m","14.40"]
[null,null,"每相一片"]
[null,null,"三、调试部分"]
["102","030414001001","电力变压器系统调试 10kV以下变压器 容量1250kV·A以下","系统","1"]
["103","030414002001","送配电装置系统调试 10kV以下交流供电 断路器","系统","3"]
["104","030414002002","送配电装置系统调试 1kV以下交流供电","系统","5"]
["105","030414008001","母线系统调试 10kV以下","段","1"]
["106","030414008002","母线系统调试 1kV以下","段","3"]
["107","030414010001","电容器调试  1kV以下","组","2"]
["108","030414009001","避雷器调试 10KV","组","4"]
["109","030414009002","避雷器调试 1KV","组","1"]
["110","030414011001","接地装置调试 接地网","系统","1"]
["111","030414015001","电缆试验 泄露试验","根次","1"]
["112","030414015002","电缆试验 10KV交流耐压试验","组","1"]
[null,null,"四、配电房内照明系统"]
["113","030404017001","配电室配电箱","台","1"]
[null,null,"安装方式：距地1.6米墙上安装"]
[null,null,"箱内元件详系统图"]
["114","030412005001","单管荧光灯 220V 1*36W","套","3"]
[null,null,"含节能光源，接线底盒"]
[null,null,"安装方式：吸顶安装"]
["115","030412005002","双管荧光灯 220V 2*36W","套","4"]
[null,null,"含节能光源，接线底盒"]
[null,null,"安装方式：吸顶安装"]
["116","030412004001","应急照明灯 250V~10W","套","6"]
[null,null,"接线底盒"]
[null,null,"应急时间＞30分钟"]
[null,null,"安装方式：距地2.8米壁装"]
["117","030412004002","出口标志灯  250V~5W","套","2"]
[null,null,"含接线底盒"]
[null,null,"应急时间＞30分钟"]
[{"$nulls":7},"表-08"]
["分部分项工程和单价措施项目清单与计价表"]
["工程名称:广西工商职业技术学院1*1250KVA专变配电工程 ",{"$nulls":5},"第11页 共12页"]
["序\r\n\r\n号","项目编码","项目名称及\r\n项目特征描述","计量单位","工程量","金额(元)"]
[{"$nulls":5},"综合单价","合 价","其中："]
[{"$nulls":7},"暂估价"]
[null,null,"安装方式：门框上方"]
["118","030412004003","单向疏散指示灯 250V~5W","套","2"]
[null,null,"含接线底盒"]
[null,null,"应急时间＞30分钟"]
[null,null,"安装方式：距地0.9米壁装"]
["119","030412004004","双向疏散指示灯 250V~5W","套","2"]
[null,null,"含接线底盒"]
[null,null,"应急时间＞30分钟"]
[null,null,"安装方式：距地0.9米壁装"]
["120","030404034001","双联双控开关 10A~250V","个","2"]
[null,null,"含接线底盒"]
[null,null,"安装方式：底边距地1.4米暗装"]
["121","030404035001","二、三孔单相插座 250V 16A","个","8"]
[null,null,"含接线底盒"]
[null,null,"安装方式：底边距地0.3m暗装"]
["122","030108003001","轴流风机 T35-11~250V 40W","台","2"]
[null,null,"要求防水防虫、风量1392m/h"]
["123","030411001001","砖、混凝土结构楼板墙暗配 PC20","m","181.50"]
["124","030413002001","凿(压)槽及恢复 公称管径20mm以内","m","88.50"]
["125","030411004002","管内穿铜芯电线 BV-2.5mm2","m","379.00"]
["126","030411004003","管内穿铜芯电线 BV-4mm2","m","135.20"]
["127","030408001002","铜芯电力电缆 ZR-VV22-4*4mm2","m","21.01"]
["128","030404036001","配电房内其他辅助材料","套","1"]
[null,null,"含配电房操作规程、高低压模拟板、"]
[null,null,"胶垫、绝缘工具、防鼠挡板、警示标志牌"]
[null,null,"警示线、不锈钢防盗网、不锈钢防虫网等全套"]
["129","030901013001","灭火器箱","个","2"]
[null,null,"每箱含灭火器两具"]
[null,null,"五、配电房内接地系统"]
["130","030409002005","热镀锌圆钢水平接地极 φ16","m","100.00"]
["131","030409001001","热镀锌角钢接地极 L50*5 L=2.5m","根","10"]
["132","030409002006","热镀锌槽钢 10#","m","25.00"]
["133","030409001002","热镀锌圆钢引出线 φ16，L=1.5m","根","2"]
["134","030409002007","热镀锌扁钢接地 50*5","m","60.00"]
[null,null,"     小    计"]
[null,null,"     ∑人工费"]
[{"$nulls":7},"表-08"]
["分部分项工程和单价措施项目清单与计价表"]
["工程名称:广西工商职业技术学院1*1250KVA专变配电工程 ",{"$nulls":5},"第12页 共12页"]
["序\r\n\r\n号","项目编码","项目名称及\r\n项目特征描述","计量单位","工程量","金额(元)"]
[{"$nulls":5},"综合单价","合 价","其中："]
[{"$nulls":7},"暂估价"]
[null,null,"     ∑材料费"]
[null,null,"     ∑机械费"]
[null,null,"     ∑管理费"]
[null,null,"     ∑利  润"]
[null,null,"单价措施项目"]
[]
[null,null,"     小    计"]
[null,null,"     ∑人工费"]
[null,null,"     ∑材料费"]
[null,null,"     ∑机械费"]
[null,null,"     ∑管理费"]
[null,null,"     ∑利  润"]
[null,null,"     合    计"]
[null,null,"     ∑人工费"]
[null,null,"     ∑材料费"]
[null,null,"     ∑机械费"]
[null,null,"     ∑管理费"]
[null,null,"     ∑利  润"]
[null,null,"     总 合 计"]
[null,null,"     ∑人工费"]
[null,null,"     ∑材料费"]
[null,null,"     ∑机械费"]
[null,null,"     ∑管理费"]
[null,null,"     ∑利  润"]
{"$rows_empty":13}
[{"$nulls":7},"表-08"]

{"sheet":"表-11_总价措施项目清单与计价表","index":7,"n_rows":37,"n_cols":7,"rows_kept":37,"merged":[[0,0,0,6],[1,0,1,4],[5,3,8,3],[11,3,13,3],[35,0,35,6]],"flags":["formulas_cached_only"]}
["总价措施项目清单与计价表"]
["工程名称:广西工商职业技术学院1*1250KVA专变配电工程   ",{"$nulls":5},"第1页 共1页"]
["序\r\n号","项目编码","项 目 名 称","计 算 基 础","费 率(%)\r\n或标准","金 额(元)","备注"]
[null,null,"广西工商职业技术学院1*1250KVA专变配电工程-土建"]
["一",null,"建筑装饰装修工程(营改增)一般计税法"]
["1","桂011801001001","安全文明施工费","∑(分部分项人材机+单价措施人材机)"]
["2","桂011801002001","检验试验配合费"]
["3","桂011801003001","雨季施工增加费"]
["4","桂011801004001","工程定位复测费"]
[null,null,"广西工商职业技术学院1*1250KVA专变配电工程-安装"]
["一",null,"给排水、燃气、电气、通风空调、消防、建筑智能、通信、自控仪表工程(营改增)一般计税法"]
["1","桂031401001","安全文明施工费","∑分部分项及单价措施费定额(人工费+机械费)"]
["2","桂031401002","检验试验配合费"]
["3","桂031401003","雨季施工增加费"]
[null,null,"      合     计"]
{"$rows_empty":20}
["注：以项计算的总价措施，无“计算基础”和“费率”的数值，可只填“金额”数值，但应在备注栏说明施工方案出处或计算方式。"]
[{"$nulls":6},"表-11"]

{"sheet":"表-12_其他项目清单与计价汇总表","index":8,"n_rows":42,"n_cols":4,"rows_kept":42,"merged":[[0,0,0,3],[1,0,1,2],[41,0,41,2]],"flags":["formulas_cached_only"]}
["其他项目清单与计价汇总表"]
["工程名称:广西工商职业技术学院1*1250KVA专变配电工程   ",null,null,"第1页 共1页"]
["序号","项目名称","金额（元）","备注"]
[null,"广西工商职业技术学院1*1250KVA专变配电工程-土建"]
["1","暂列金额",null,"明细详见表－12－1"]
["2","材料暂估价",null,"明细详见表－12－2"]
["3","专业工程暂估价",null,"明细详见表－12－3"]
["4","计日工",null,"明细详见表－12－4"]
["5","总承包服务费",null,"明细详见表－12－5"]
[null,"广西工商职业技术学院1*1250KVA专变配电工程-安装"]
["1","暂列金额",null,"明细详见表－12－1"]
["2","材料暂估价",null,"明细详见表－12－2"]
["3","专业工程暂估价",null,"明细详见表－12－3"]
["4","计日工",null,"明细详见表－12－4"]
["5","总承包服务费",null,"明细详见表－12－5"]
[null,"            合           计"]
{"$rows_empty":25}
["注:材料暂估单价进入清单综合单价，此处不汇总。",null,null,"表－12"]

{"sheet":"表-14_税前项目清单与计价表","index":9,"n_rows":42,"n_cols":7,"rows_kept":42,"merged":[[0,0,0,6],[1,0,1,4],[1,5,1,6],[2,0,4,0],[2,1,4,1],[2,2,4,2],[2,3,4,3],[2,4,4,4],[2,5,2,6],[3,5,4,5],[3,6,4,6],[40,0,40,6],[41,0,41,4]],"flags":["formulas_cached_only"]}
["税前项目清单与计价表"]
["工程名称:广西工商职业技术学院1*1250KVA专变配电工程 ",{"$nulls":4},"第1页 共1页"]
["序号","项目编码","项目名称及项目特征\r\n描述","计量单位","工程量","金  额(元)"]
[{"$nulls":5},"单价","合 价"]
[]
[null,null,"广西工商职业技术学院1*1250KVA专变配电工程-土建"]
["1","011407001","外墙涂料","㎡","109.81"]
[null,null,"1.喷刷涂料部位:详见立面图"]
[null,null,"2.颜色待业主确定"]
[null,null,"3.一底二涂，五年保质"]
[null,null,"               合             计"]
{"$rows_empty":29}
["注：税前项目包含除增值税以外的所有费用。"]
[{"$nulls":6},"表-14"]

{"sheet":"表-15_规费、增值税计价表","index":10,"n_rows":39,"n_cols":5,"rows_kept":39,"merged":[[0,0,0,4],[1,0,1,3],[6,2,12,2],[18,2,25,2]],"flags":["formulas_cached_only"]}
["规费、增值税计价表"]
["工程名称:广西工商职业技术学院1*1250KVA专变配电工程",{"$nulls":3},"第1页 共1页"]
["序号","项目名称","计算基础","计算费率(%)","金额(元)"]
[null,"广西工商职业技术学院1*1250KVA专变配电工程-土建"]
["一","建筑装饰装修工程(营改增)一般计税法"]
["1","规费","1.1+1.2+1.3"]
["1.1","社会保险费","∑(分部分项人工费+单价措施人工费)"]
["1.1.1","养老保险费"]
["1.1.2","失业保险费"]
["1.1.3","医疗保险费"]
["1.1.4","生育保险费"]
["1.1.5","工伤保险费"]
["1.2","住房公积金"]
["1.3","工程排污费","∑(分部分项人材机+单价措施人材机)"]
["2","增值税","Σ（分部分项工程费及单价措施项目费+总价措施项目费+其他项目费+税前项目费+规费）"]
[null,"广西工商职业技术学院1*1250KVA专变配电工程-安装"]
["一","给排水、燃气、电气、通风空调、消防、建筑智能、通信、自控仪表工程(营改增)一般计税法"]
["1","规费","1.1+1.2+1.3"]
["1.1","社会保险费","∑(分部分项人工费+单价措施人工费)"]
["1.1.1","养老保险费"]
["1.1.2","失业保险费"]
["1.1.3","医疗保险费"]
["1.1.4","生育保险费"]
["1.1.5","工伤保险费"]
["1.2","住房公积金"]
["1.3","工程排污费"]
["2","增值税","Σ（分部分项工程费及单价措施项目费+总价措施项目费+其他项目费+税前项目费+规费）"]
[null,"       合          计"]
{"$rows_empty":10}
[{"$nulls":4},"表-15"]

{"sheet":"设备及价格表","index":11,"n_rows":41,"n_cols":7,"rows_kept":41,"merged":[[0,0,0,6],[1,0,1,2],[1,5,1,6]],"flags":["formulas_cached_only"]}
["设 备 及 价 格 表"]
["工程名称:广西工商职业技术学院1*1250KVA专变配电工程",{"$nulls":4},"第1页  共1页"]
["序号","编码","设备名称、规格、型号等特殊要求","单位","数量","单价（元）","合价（元）"]
[1,"B4-0013","干式变压器 1250KVA","台"]
[2,"B4-0090","高压出线柜 1HA3","台"]
[3,"B4-0090","高压进线柜 1HA1","台"]
[4,"B4-0092","高压计量柜 1HA2","台"]
[5,"B4-0268","低压出线柜 1AA4","台"]
[6,"B4-0268","低压出线柜 1AA5","台"]
[7,"B4-0268","低压电容柜 1AA2","台"]
[8,"B4-0268","低压电容柜 1AA3","台"]
[9,"B4-0268","低压进线柜 1AA1","台"]
[10,"B4-1404","杆上变配电设备安装 隔离开关","台"]
{"$rows_empty":27}
[{"$nulls":3}," ","  "," ","表－18"]

{"sheet":"扉-2_招标控制价","index":12,"n_rows":46,"n_cols":9,"rows_kept":46,"merged":[[1,1,1,6],[5,1,5,7],[11,0,11,1],[11,3,11,7],[13,3,14,7],[18,2,19,4],[18,6,19,8],[19,0,19,1],[20,2,20,4],[20,6,20,8],[24,0,24,1],[24,2,25,4],[24,6,25,8],[25,0,25,1],[26,2,26,4],[26,6,26,8],[30,2,31,4],[30,6,31,8],[31,0,31,1],[32,2,32,4],[32,6,32,8],[37,0,37,1],[37,2,37,4],[37,6,37,8],[42,2,42,6]],"flags":["formulas_cached_only"]}
[]
[null,"广西工商职业技术学院1*1250KVA专变配电工程",{"$nulls":5},"工程"]
[]
[]
[]
[null,"招 标 控 制 价"]
[]
[]
[]
[]
[]
["  招标控制价",null,"(小写):","698869.93元"]
[]
[{"$nulls":3},"陆拾玖万捌仟捌佰陆拾玖元玖角叁分"]
[null,null,"(大写):"]
[]
[]
[]
[{"$nulls":5},"工程造价  "]
["  招  标  人:",{"$nulls":4},"咨 询 人："]
[null,null,"（单位盖章）",{"$nulls":3},"（单位资质专用章）"]
[]
[]
[]
["  法定代表人 ",{"$nulls":4},"法定代表人  "]
["或其授权人：",{"$nulls":4},"或其授权人："]
[null,null,"（签字或盖章）",{"$nulls":3},"（签字或盖章）"]
[]
[]
[]
[]
["编  制  人：",{"$nulls":4},"复  核  人："]
["                 ",null,"（造价人员签字）",{"$nulls":3},"(造价工程师签字盖专用章)"]
[]
[]
[]
[]
["  编 制 时 间:",null,"2018年04月04日",null,null,"复 核 时 间：","2018年04月04日"]
{"$rows_empty":7}
[{"$nulls":8},"扉-2"]

{"sheet":"表-01_总说明0","index":13,"n_rows":38,"n_cols":3,"rows_kept":38,"merged":[[0,0,0,2],[2,0,36,2]],"flags":["formulas_cached_only"]}
["总  说  明"]
["工程名称:","广西工商职业技术学院1*1250KVA专变配电工程","第1页 共1页"]
["一、工程概况：\r\n     电源在220kV思恩变电站10kV思香线55号塔接电，在线路前端安装线路故障指示器一套，在客户1号杆新装一组高压隔离开关、一组柱上真空负荷开关、两组高压避雷器，用JKLGYJ导线架设线路约150米至用电点新建高压室内供一台1250kVA专用配电变压器用电。\r\n\r\n二、本次工程计价范围：\r\n    施工图纸范围内的土建、装修、室外专变等工程。\r\n\r\n三、编制依据：\r\n   （1）《建设工程工程量清单计价规范》广西壮族自治区实施细则(GB50500-2013) ；\r\n   （2）《建设工程工程量计算规范》广西壮族自治区实施细则(GB50854~GB50862-2013) \r\n   （3） 2015年版《广西壮族自治区安装工程消耗量定额》及其配套费用定额；\r\n   （4）桂建标[2016]16号《自治区住房城乡建设厅关于颁布2016年<广西壮族自治区建设工程费用定额>的通知》。\r\n   （5）桂建标[2016]17号《自治区住房城乡建设厅关于建筑业实施营业税改增值税后广西自治区建设工程计价依据调整的通知》。\r\n   （6）现行的有关文件以及招标文件、施工设计图纸和补充资料。\r\n\r\n四、其他说明：\r\n   （1） 信息价按2018年《南宁市建设工程造价信息》第2期除税价格计取，对于工程信息没有发布价格信息的材料，其价格参照市场价；\r\n   （2） 本工程主体部分采用商品混凝土，材料价格已含运输费；\r\n  \r\n\r\n"]
{"$rows_empty":34}
[null,"表-01"]

{"sheet":"表-02_建设项目招标控制价汇总表","index":14,"n_rows":35,"n_cols":5,"rows_kept":35,"merged":[[0,0,0,4],[1,0,1,3],[1,4,1,4],[2,0,4,0],[2,1,4,1],[2,2,4,2],[2,3,2,4],[3,3,4,3]],"flags":["formulas_cached_only"]}
["建设项目招标控制价汇总表"]
["工程名称:广西工商职业技术学院1*1250KVA专变配电工程",{"$nulls":3},"第1页 共1页"]
["序号","单项工程名称","金额(元)","其中:(元)"]
[{"$nulls":3},"暂估价","安全文明"]
[{"$nulls":4},"施工费"]
[null,"        招标控制价合计",698869.93,null,10667.97]
{"$rows_empty":28}
[{"$nulls":4},"表-02"]

{"sheet":"表-03_单项工程招标控制价汇总表","index":15,"n_rows":35,"n_cols":5,"rows_kept":35,"merged":[[0,0,0,4],[1,0,1,3],[1,4,1,4],[2,0,4,0],[2,1,4,1],[2,2,4,2],[2,3,2,4],[3,3,4,3]],"flags":["formulas_cached_only"]}
["单项工程招标控制价汇总表"]
["工程名称:广西工商职业技术学院1*1250KVA专变配电工程",{"$nulls":3},"第1页 共1页"]
["序号","单位工程名称","金额(元)","其中:(元)"]
[{"$nulls":3},"暂估价","安全文明"]
[{"$nulls":4},"施工费"]
["1.1","广西工商职业技术学院1*1250KVA专变配电工程-土建",115323.98,null,5546.13]
["1.2","广西工商职业技术学院1*1250KVA专变配电工程-安装",583545.95,null,5121.84]
[null,"        招标控制价合计",698869.93,null,10667.97]
{"$rows_empty":26}
[{"$nulls":4},"表-03"]

{"sheet":"表-09_工程量清单综合单价分析表","index":16,"n_rows":681,"n_cols":12,"rows_kept":681,"merged":[[0,0,0,11],[1,0,1,7],[1,8,1,11],[2,0,3,0],[2,1,3,1],[2,2,3,2],[2,3,3,3],[2,4,3,4],[2,6,2,11],[30,0,30,11],[31,0,31,7],[31,8,31,11],[32,0,33,0],[32,1,33,1],[32,2,33,2],[32,3,33,3],[32,4,33,4],[32,6,32,11],[55,0,55,11],[56,0,56,7],[56,8,56,11],[57,0,58,0],[57,1,58,1],[57,2,58,2],[57,3,58,3],[57,4,58,4],[57,6,57,11],[83,0,83,11],[84,0,84,7],[84,8,84,11],[85,0,86,0],[85,1,86,1],[85,2,86,2],[85,3,86,3],[85,4,86,4],[85,6,85,11],[111,0,111,11],[112,0,112,7],[112,8,112,11],[113,0,114,0],[113,1,114,1],[113,2,114,2],[113,3,114,3],[113,4,114,4],[113,6,113,11],[139,0,139,11],[140,0,140,7],[140,8,140,11],[141,0,142,0],[141,1,142,1],[141,2,142,2],[141,3,142,3],[141,4,142,4],[141,6,141,11],[165,0,165,11],[166,0,166,7],[166,8,166,11],[167,0,168,0],[167,1,168,1],[167,2,168,2],[167,3,168,3],[167,4,168,4],[167,6,167,11],[192,0,192,11],[193,0,193,7],[193,8,193,11],[194,0,195,0],[194,1,195,1],[194,2,195,2],[194,3,195,3],[194,4,195,4],[194,6,194,11],[222,0,222,11],[223,0,223,7],[223,8,223,11],[224,0,225,0],[224,1,225,1],[224,2,225,2],[224,3,225,3],[224,4,225,4],[224,6,224,11],[253,0,253,11],[254,0,254,7],[254,8,254,11],[255,0,256,0],[255,1,256,1],[255,2,256,2],[255,3,256,3],[255,4,256,4],[255,6,255,11],[283,0,283,11],[284,0,284,7],[284,8,284,11],[285,0,286,0],[285,1,286,1],[285,2,286,2],[285,3,286,3],[285,4,286,4],[285,6,285,11],[313,0,313,11],[314,0,314,7],[314,8,314,11],[315,0,316,0],[315,1,316,1],[315,2,316,2],[315,3,316,3],[315,4,316,4],[315,6,315,11],[343,0,343,11],[344,0,344,7],[344,8,344,11],[345,0,346,0],[345,1,346,1],[345,2,346,2],[345,3,346,3],[345,4,346,4],[345,6,345,11],[372,0,372,11],[373,0,373,7],[373,8,373,11],[374,0,375,0],[374,1,375,1],[374,2,375,2],[374,3,375,3],[374,4,375,4],[374,6,374,11],[402,0,402,11],[403,0,403,7],[403,8,403,11],[404,0,405,0],[404,1,405,1],[404,2,405,2],[404,3,405,3],[404,4,405,4],[404,6,404,11],[431,0,431,11],[432,0,432,7],[432,8,432,11],[433,0,434,0],[433,1,434,1],[433,2,434,2],[433,3,434,3],[433,4,434,4],[433,6,433,11],[457,0,457,11],[458,0,458,7],[458,8,458,11],[459,0,460,0],[459,1,460,1],[459,2,460,2],[459,3,460,3],[459,4,460,4],[459,6,459,11],[486,0,486,11],[487,0,487,7],[487,8,487,11],[488,0,489,0],[488,1,489,1],[488,2,489,2],[488,3,489,3],[488,4,489,4],[488,6,488,11],[516,0,516,11],[517,0,517,7],[517,8,517,11],[518,0,519,0],[518,1,519,1],[518,2,519,2],[518,3,519,3],[518,4,519,4],[518,6,518,11],[541,0,541,11],[542,0,542,7],[542,8,542,11],[543,0,544,0],[543,1,544,1],[543,2,544,2],[543,3,544,3],[543,4,544,4],[543,6,543,11],[567,0,567,11],[568,0,568,7],[568,8,568,11],[569,0,570,0],[569,1,570,1],[569,2,570,2],[569,3,570,3],[569,4,570,4],[569,6,569,11],[596,0,596,11],[597,0,597,7],[597,8,597,11],[598,0,599,0],[598,1,599,1],[598,2,599,2],[598,3,599,3],[598,4,599,4],[598,6,598,11],[623,0,623,11],[624,0,624,7],[624,8,624,11],[625,0,626,0],[625,1,626,1],[625,2,626,2],[625,3,626,3],[625,4,626,4],[625,6,625,11],[650,0,650,11],[651,0,651,7],[651,8,651,11],[652,0,653,0],[652,1,653,1],[652,2,653,2],[652,3,653,3],[652,4,653,4],[652,6,652,11]],"flags":["formulas_cached_only"]}
["工程量清单综合单价分析表"]
["工程名称：广西工商职业技术学院1*1250KVA专变配电工程",{"$nulls":7},"第1页 共24页"]
["序号","项目编码","项目名称及项目\r\n特征描述","单位","工程量","综合单价","综合单价"]
[{"$nulls":5},"（元）","人工费","材料费","机械费","管理费","利润","其中:\r\n暂估价"]
[null,null,"广西工商职业技术学院1*1250KVA专变配电工程-土建"]
[null,null,"分部分项工程"]
[null,null,"A.1 土（石）方工程"]
["1","010101001001","平整场地","㎡","51.72",5.03,4.47,null,null,0.44,0.12]
[null,"A1-1","人工平整场地","100㎡","0.5172",503.54,447.12,null,null,44.26,12.16]
["2","010101003001","挖沟槽土方","","30.86",6.22,1.98,null,3.54,0.55,0.15]
[null,null,"1、位置：电房基础"]
[null,null,"2、土壤类别：按地质勘查报告"]
[null,null,"3、挖土深度：2m以内"]
[null,"A1-16","液压挖掘机挖土斗容量(0.4)","1000","0.02777",4829.25,364.32,null,3923.77,424.52,116.64]
[null,"A1-6","人工挖沟槽(基坑) 一、二类土 深 2m以内","100","0.0309",{"v":1858.9,"d":"1858.90"},1645.54,null,5.05,163.41,{"v":44.9,"d":"44.90"}]
["3","010101004001","挖基坑土方","","12.14",6.21,1.97,null,3.54,0.55,0.15]
[null,null,"1、位置：设备基础"]
[null,null,"2、土壤类别：按地质勘查报告"]
[null,null,"3、挖土深度：2m以内"]
[null,"A1-16","液压挖掘机挖土斗容量(0.4)","1000","0.01093",4829.25,364.32,null,3923.77,424.52,116.64]
[null,"A1-6","人工挖沟槽(基坑) 一、二类土 深 2m以内","100","0.0121",{"v":1858.9,"d":"1858.90"},1645.54,null,5.05,163.41,{"v":44.9,"d":"44.90"}]
["4","010103001001","回填方","","16.56",19.16,14.41,null,2.61,1.68,0.46]
[null,null,"1、填方来源：原土回填",null,"1.00"]
[null,null,"2、密实度要求：压实系数不小于0.94"]
[null,"A1-82","人工回填土 夯填","100","0.1656",1916.49,1440.72,null,261.01,168.47,46.29]
["5","010103002001","余土弃置","","26.44",12.61,0.33,null,10.87,1.11,{"v":0.3,"d":"0.30"}]
[null,null,"运距：运距1km以内"]
[null,"A1-152","液压挖掘机挖土 斗容量0.4 自卸汽车运土(运距1km以内) 5t","1000","0.02644",12609.87,{"v":331.2,"d":"331.20"},null,10865.63,1108.49,304.55]
[null,null,"A.3 砌筑工程"]
[" ",null,null," ",null,null," "," "," "," ",null,"表－09"]
["工程量清单综合单价分析表"]
["工程名称：广西工商职业技术学院1*1250KVA专变配电工程",{"$nulls":7},"第2页 共24页"]
["序号","项目编码","项目名称及项目\r\n特征描述","单位","工程量","综合单价","综合单价"]
[{"$nulls":5},"（元）","人工费","材料费","机械费","管理费","利润","其中:\r\n暂估价"]
["6","010401001001","砖基础","","3.10",430.38,94.72,289.45,3.18,33.83,{"v":9.2,"d":"9.20"}]
[null,null,"1、位置：设备基础"]
[null,null,"2、砖品种、规格、强度等级：页岩多孔砖MU10"]
[null,null,"3、砂浆强度等级、配合比：M7.5混合砂浆砌筑"]
[null,"A3-2换","砖基础 多孔砖240×115×90{换:水泥石灰砂浆中砂M7.5}","10","0.310",4303.82,{"v":947.2,"d":"947.20"},2894.51,31.83,338.25,92.03]
["7","010401004001","基础砖墙","","2.16",570.51,108.68,408.34,3.98,38.92,10.59]
[null,null,"1、位置：地梁下砖墙"]
[null,null,"2、墙体厚度:360mm"]
[null,null,"3、砖品种、规格、强度等级：页岩多孔砖MU7.5"]
[null,null,"4、砂浆强度等级、配合比：M7.5混合砂浆砌筑"]
[null,"A3-7换","混水砖墙 标准砖240×115×53 墙体厚度 36.5cm{换:水泥石灰砂浆中砂M7.5}","10","0.216",5705.13,1086.82,4083.39,39.78,389.24,{"v":105.9,"d":"105.90"}]
["8","010401004002","基础砖墙","","4.77",613.25,126.83,424.86,4.04,45.22,{"v":12.3,"d":"12.30"}]
[null,null,"1、位置：地梁下砖墙"]
[null,null,"2、墙体厚度:240mm"]
[null,null,"3、砖品种、规格、强度等级：页岩多孔砖MU7.5"]
[null,null,"4、砂浆强度等级、配合比：M7.5混合砂浆砌筑"]
[null,"A3-6换","混水砖墙 标准砖240×115×53 墙体厚度 24cm{换:水泥石灰砂浆中砂M7.5}","10","0.497",5885.71,1217.26,4077.62,38.79,433.97,118.07]
["9","010401004003","多孔砖墙","","21.14",465.14,114.78,295.48,3.08,40.72,11.08]
[null,null,"1.砖品种、规格、强度等级:页岩烧结多孔砖240*115*90"]
[null,null,"2.墙体厚度:240"]
[" ",null,null," ",null,null," "," "," "," ",null,"表－09"]
["工程量清单综合单价分析表"]
["工程名称：广西工商职业技术学院1*1250KVA专变配电工程",{"$nulls":7},"第3页 共24页"]
["序号","项目编码","项目名称及项目\r\n特征描述","单位","工程量","综合单价","综合单价"]
[{"$nulls":5},"（元）","人工费","材料费","机械费","管理费","利润","其中:\r\n暂估价"]
[null,null,"3.砂浆种类、强度等级:M7.5混合砂浆砌筑"]
[null,"A3-11换","混水砖墙 多孔砖240×115×90 墙体厚度 24cm{换:水泥石灰砂浆中砂M7.5}","10","2.114",4651.43,1147.78,2954.82,30.83,407.21,110.79]
[null,null,"A.4 混凝土及钢筋混凝土工程"]
["10","010501001001","石粉垫层","","2.02",145.35,{"v":27.4,"d":"27.40"},{"v":105.9,"d":"105.90"},null,9.47,2.58]
[null,null,"部位：设备基础"]
[null,"A4-3换","石粉垫层{换:石粉}","10","0.202",1453.42,{"v":274,"d":"274.00"},1058.99,null,94.67,25.76]
["11","010501001002","基础垫层","","2.02",323.54,51.79,{"v":247.8,"d":"247.80"},0.82,18.18,4.95]
[null,null,"部位：设备基础"]
[null,null,"1.混凝土种类：商品砼"]
[null,null,"2.混凝土强度等级:C15"]
[null,"A4-3换","混凝土垫层{换:碎石 GD40  商品普通砼  C15}","10","0.202",3235.26,517.91,2477.97,8.17,181.76,49.45]
["12","010501002001","带形基础","","7.41",318.83,47.91,248.65,0.84,16.85,4.58]
[null,null,"1.混凝土种类：商品砼"]
[null,null,"2.混凝土强度等级:C15"]
[null,"A4-5换","带形基础 混凝土{换:碎石 GD40  商品普通砼  C15}","10","0.741",3188.34,479.14,2486.52,{"v":8.4,"d":"8.40"},168.45,45.83]
["13","010503001001","基础梁","","2.22",328.09,38.28,271.02,1.36,{"v":13.7,"d":"13.70"},3.73]
[null,null,"1.混凝土种类：商品砼"]
[null,null,"2.混凝土强度等级:C25"]
[null,"A4-21换","混凝土 基础梁{换:碎石 GD40  商品普通砼  C25}","10","0.222",3280.85,382.78,2710.21,13.64,136.96,37.26]
["14","010502002001","构造柱","","1.87",391.17,83.77,268.64,1.35,29.41,{"v":8,"d":"8.00"}]
[null,null,"1.混凝土种类：商品砼"]
[null,null,"2.混凝土强度等级:C25"]
[null,"A4-20换","混凝土柱 构造柱{换:碎石 GD40  商品普通砼  C25}","10","0.187",3911.71,837.69,2686.38,13.53,{"v":294.1,"d":"294.10"},80.01]
[" ",null,null," ",null,null," "," "," "," ",null,"表－09"]
["工程量清单综合单价分析表"]
["工程名称：广西工商职业技术学院1*1250KVA专变配电工程",{"$nulls":7},"第4页 共24页"]
["序号","项目编码","项目名称及项目\r\n特征描述","单位","工程量","综合单价","综合单价"]
[{"$nulls":5},"（元）","人工费","材料费","机械费","管理费","利润","其中:\r\n暂估价"]
["15","010503005001","过梁","","0.62",401.96,85.54,276.86,1.36,30.03,8.17]
[null,null,"1.混凝土种类:商品砼"]
[null,null,"2.混凝土强度等级:C25"]
[null,"A4-25换","混凝土 过梁{换:碎石 GD40  商品普通砼  C25}","10","0.062",4019.54,855.39,2768.57,13.64,300.25,81.69]
["16","010505001001","有梁板","","8.98",352.05,53.29,273.41,1.34,18.87,5.14]
[null,null,"1.混凝土种类:商品砼"]
[null,null,"2.混凝土强度等级:C25"]
[null,"A4-31换","混凝土 有梁板{换:碎石 GD40  商品普通砼  C25}","10","0.898",{"v":3520.5,"d":"3520.50"},532.89,2734.14,13.38,188.74,51.35]
["17","010505006001","栏板","","2.35",555.28,199.14,268.62,null,{"v":68.8,"d":"68.80"},18.72]
[null,null,"1.混凝土种类:商品砼"]
[null,null,"2.混凝土强度等级:C25"]
[null,"A4-36换","混凝土 栏板{换:碎石 GD40  商品普通砼  C25}","10","0.234",5576.54,{"v":1999.9,"d":"1999.90"},2697.68,null,690.97,187.99]
["18","010505008001","雨篷、悬挑板、阳台板","","0.54",466.07,128.61,278.97,1.36,44.91,12.22]
[null,null,"1.混凝土种类:商品砼"]
[null,null,"2.混凝土强度等级:C25"]
[null,"A4-38换","混凝土 悬挑板{换:碎石 GD40  商品普通砼  C25}","10","0.054",4660.63,1286.06,2789.71,13.64,449.05,122.17]
["19","010507007001","设备基础混凝土构件","","2.45",514.83,159.02,285.92,null,54.94,14.95]
[null,null,"1.混凝土种类:商品砼"]
[null,null,"2.混凝土强度等级:C20"]
[null,"A4-55换","混凝土 小型构件{换:碎石 GD20  商品普通砼  C20}","10","0.245",5148.29,1590.21,2859.18,null,549.42,149.48]
["20","010507001001","散水、坡道","㎡","36.74",40.31,13.41,20.65,0.25,4.72,1.28]
[null,null,"20厚1:2.5水泥砂浆抹面压光"]
[null,null,"100厚1:3:6石灰、砂浆、碎砖三合土"]
[" ",null,null," ",null,null," "," "," "," ",null,"表－09"]
["工程量清单综合单价分析表"]
["工程名称：广西工商职业技术学院1*1250KVA专变配电工程",{"$nulls":7},"第5页 共24页"]
["序号","项目编码","项目名称及项目\r\n特征描述","单位","工程量","综合单价","综合单价"]
[{"$nulls":5},"（元）","人工费","材料费","机械费","管理费","利润","其中:\r\n暂估价"]
[null,null,"素土夯实，向外坡4%"]
[null,"A4-62","三合土散水 水泥砂浆面{砾石三合土 1∶3∶6}","100㎡","0.3674",4031.38,1341.15,2064.99,24.87,471.96,128.41]
["21","010512008001","预制砼盖板","","0.78",422.76,66.07,304.69,15.95,28.34,7.71]
[null,null,"部位：高压电缆沟"]
[null,null,"砼强度等级：c20"]
[null,null,"规格：820*415*100"]
[null,"A4-148","预制混凝土 地沟盖板 制作{碎石 GD20 中砂水泥 32.5 C20}","10","0.078",4227.62,660.74,3046.86,159.52,{"v":283.4,"d":"283.40"},{"v":77.1,"d":"77.10"}]
["22","010515001001","现浇构件圆钢筋制安 φ10以内","t","1.082",4960.93,627.31,4035.95,15.26,222.01,{"v":60.4,"d":"60.40"}]
[null,"A4-236","现浇构件圆钢筋制安 φ10以内","t","1.082",4960.93,627.31,4035.95,15.26,222.01,{"v":60.4,"d":"60.40"}]
["23","010515001002","现浇构件圆钢筋制安 φ10以上","t","0.556",5247.07,{"v":530.3,"d":"530.30"},{"v":4349.7,"d":"4349.70"},93.09,215.38,{"v":58.6,"d":"58.60"}]
[null,"A4-237","现浇构件圆钢筋制安 φ10以上","t","0.556",5247.07,{"v":530.3,"d":"530.30"},{"v":4349.7,"d":"4349.70"},93.09,215.38,{"v":58.6,"d":"58.60"}]
["24","桂010515011001","砌体加固筋","t","0.048",5638.78,1098.62,{"v":4035.9,"d":"4035.90"},14.88,384.71,104.67]
[null,"A4-317","砖砌体加固钢筋 绑扎","t","0.048",5638.78,1098.62,{"v":4035.9,"d":"4035.90"},14.88,384.71,104.67]
["25","010516002001","铁件","t","0.016",7934.33,1737.08,{"v":5433.8,"d":"5433.80"},null,600.16,163.29]
[null,"A4-326","铁件 预埋铁件","t","0.016",7934.33,1737.08,{"v":5433.8,"d":"5433.80"},null,600.16,163.29]
[null,null,"A.7 屋面及防水工程"]
["26","010902001001","不上人屋面","㎡","44.82",115.97,21.47,84.71,0.57,7.24,1.98]
[null,null,"40厚370*370水泥预制块，1:2水泥砂浆填缝"]
[null,null,"M5混合砂浆顺排水方向砌宽、高180，中距380砖带"]
[null,null,"3厚SBS改性沥青防水卷材"]
[null,null,"20厚1:2.5水泥砂浆找平"]
[null,null,"20厚（最薄处）1:8水泥加气混凝土碎渣2%找坡"]
[null,null,"钢筋混凝土屋面板，表面打扫干净"]
[" ",null,null," ",null,null," "," "," "," ",null,"表－09"]
["工程量清单综合单价分析表"]
["工程名称：广西工商职业技术学院1*1250KVA专变配电工程",{"$nulls":7},"第6页 共24页"]
["序号","项目编码","项目名称及项目\r\n特征描述","单位","工程量","综合单价","综合单价"]
[{"$nulls":5},"（元）","人工费","材料费","机械费","管理费","利润","其中:\r\n暂估价"]
[null,"A8-36换","屋面现浇特种混凝土隔热层 泡沫混凝土 厚度100mm{泡沫混凝土(容重kg/) 400}[实际20]","100㎡","0.4482",577.73,169.12,314.86,13.49,63.09,17.17]
[null,"A9-1换","水泥砂浆找平层 混凝土或硬基层上 20mm[实际20]{换:水泥砂浆 1∶2.5}","100㎡","0.4482",1595.76,574.87,{"v":766.3,"d":"766.30"},33.82,173.05,47.72]
[null,"A7-47","改性沥青防水卷材热贴屋面 一层 满铺{冷底子油 30∶70}","100㎡","0.5379",4014.18,414.93,3416.89,null,143.36,{"v":39,"d":"39.00"}]
[null,"A8-30换","屋面混凝土隔热板铺设 板式架空 侧砌多孔砖巷砖 90×135{换:水泥砂浆 1∶2}","100㎡","0.4482",4606.09,905.25,3288.66,9.95,{"v":316.2,"d":"316.20"},86.03]
[null,null,"A.9 楼地面工程"]
["27","011102003001","块料楼地面","㎡","24.59",154.21,29.42,110.86,{"v":2.1,"d":"2.10"},9.28,2.55]
[null,null,"800*800*10乳白色耐磨抛光砖，专用填缝剂擦缝"]
[null,null,"25厚1:4干硬性水泥砂浆，面撒素水泥"]
[null,null,"素水泥砂浆结合层一道"]
[null,null,"100厚c15混凝土"]
[null,null,"素土夯实"]
[null,"A4-3换","混凝土垫层{换:碎石 GD40  商品普通砼  C15}","10","0.246",3235.26,517.91,2477.97,8.17,181.76,49.45]
[null,"A9-84换","陶瓷地砖楼地面 每块周长(3200mm以内)  水泥砂浆 密缝{素水泥浆}","100㎡","0.2459",12184.49,2423.49,8606.57,202.12,746.46,205.85]
[null,null,"A.10 墙、柱面工程"]
["28","011201001001","内墙墙面抹灰","㎡","95.61",23.61,{"v":11.7,"d":"11.70"},7.13,0.39,3.44,0.95]
[null,null,"15厚1：1：6水泥石灰砂浆"]
[null,null,"5厚1:0.5:3水泥石灰砂浆"]
[null,"A10-7换","内墙 混合砂浆 砖墙 (15+5)mm{水泥砂浆 1∶2}[实际15]","100㎡","0.9561",2360.15,1169.62,713.45,38.79,343.55,94.74]
["29","011201001002","外墙墙面抹灰","㎡","93.88",38.59,22.69,7.14,0.39,6.56,1.81]
[null,null,"部位：砖墙外墙"]
[null,null,"12厚1:2水泥砂浆"]
[" ",null,null," ",null,null," "," "," "," ",null,"表－09"]
["工程量清单综合单价分析表"]
["工程名称：广西工商职业技术学院1*1250KVA专变配电工程",{"$nulls":7},"第7页 共24页"]
["序号","项目编码","项目名称及项目\r\n特征描述","单位","工程量","综合单价","综合单价"]
[{"$nulls":5},"（元）","人工费","材料费","机械费","管理费","利润","其中:\r\n暂估价"]
[null,null,"8厚1:2.5水泥砂浆"]
[null,"A10-11换","外墙 混合砂浆 砖墙 (12+8)mm{水泥砂浆 1∶2}[实际12]","100㎡","0.9388",3859.52,2269.41,714.14,38.79,656.22,180.96]
["30","011201001003","外墙墙面抹灰","㎡","15.93",40.81,23.92,7.65,0.41,6.92,1.91]
[null,null,"部位：栏板、女儿墙"]
[null,"A10-12","外墙 混合砂浆 混凝土墙 (12+8)mm{水泥砂浆 1∶1}","100㎡","0.1593",4080.42,2392.37,764.77,40.78,691.74,190.76]
["31","011203001001","零星项目一般抹灰","㎡","38.87",53.72,32.82,8.47,0.39,9.44,{"v":2.6,"d":"2.60"}]
[null,null,"部位:设备砖基础"]
[null,null,"1：2水泥砂浆抹面"]
[null,"A10-34换","水泥砂浆 零星项目{换:水泥砂浆 1∶2 换:水泥砂浆 1∶2 换:水泥砂浆 1∶2}","100㎡","0.3887",{"v":5372.3,"d":"5372.30"},3281.92,847.17,38.79,944.08,260.34]
["32","桂011201005001","墙面钉(挂)网","㎡","33.54",10.32,5.95,2.12,0.07,1.71,0.47]
[null,null,"钢丝网与墙面及砼搭接宽度150mm"]
[null,"A10-67","墙面钉(挂)网 钢板网","100㎡","0.3354",1031.32,595.06,211.58,{"v":6.5,"d":"6.50"},171.02,47.16]
["33","桂011204007001","外墙勒脚贴砖","㎡","18.81",87.72,34.16,38.88,1.68,10.19,2.81]
[null,null,"外墙勒脚贴100*100灰色釉面小方砖"]
[null,"A10-160换","面砖(周长600mm以内) 水泥砂浆粘贴 墙面、墙裙 缝宽5mm内{素水泥浆}","100㎡","0.1881",8771.15,{"v":3415.5,"d":"3415.50"},3887.81,168.08,1018.81,280.95]
[null,null,"A.11 天棚工程"]
["34","011301001001","天棚抹灰","㎡","48.39",21.96,12.24,4.96,0.23,3.55,0.98]
[null,null,"7厚1:3水泥砂浆"]
[null,null,"5厚1：2水泥砂浆"]
[null,"A11-7","混凝土面天棚 水泥砂浆 现浇 (5+5)mm{水泥砂浆 1∶1}","100㎡","0.4839",2195.45,1224.27,495.96,22.88,354.56,97.78]
[null,null,"A.12 门窗工程"]
["35","010802003001","甲级防火门","㎡","10.80",570.22,79.88,461.36,null,22.71,6.27]
[" ",null,null," ",null,null," "," "," "," ",null,"表－09"]
["工程量清单综合单价分析表"]
["工程名称：广西工商职业技术学院1*1250KVA专变配电工程",{"$nulls":7},"第8页 共24页"]
["序号","项目编码","项目名称及项目\r\n特征描述","单位","工程量","综合单价","综合单价"]
[{"$nulls":5},"（元）","人工费","材料费","机械费","管理费","利润","其中:\r\n暂估价"]
[null,null,"规格:2000*2700"]
[null,null,"含运输、防火锁、闭门器、防火铰链等五金配件"]
[null,null,"样式由建设方定"]
[null,"A12-80","防火门 钢质","100㎡","0.1080",46650.52,4024.98,41165.68,null,{"v":1144.3,"d":"1144.30"},315.56]
[null,"A12-151","特殊五金 防火门防火铰链","副","12",61.43,35.67,12.82,null,10.14,{"v":2.8,"d":"2.80"}]
[null,"B-","防火锁","把","2",68.38,null,68.38]
[null,"B-","闭门器","把","4",61.54,null,61.54]
["36","010807001001","96系列铝合金推拉窗（洞口面积＞2m2）","㎡","6.00",440.57,35.83,391.24,0.37,10.29,2.84]
[null,null,"门窗尺寸：1500*1000"]
[null,null,"含不锈钢五金配件、运输、制作及安装"]
[null,null,"玻璃密封胶、结构胶满足使用要求"]
[null,null,"安装不锈钢防盗网"]
[null,"A12-114","铝合金推拉窗 带亮","100㎡","0.0600",26957.51,3583.24,22023.54,37.49,1029.37,283.87]
[null,"B-","不锈钢防盗网","㎡","6.00",{"v":171,"d":"171.00"},null,{"v":171,"d":"171.00"}]
["37","010807003001","金属百叶窗","㎡","3.60",410.39,18.76,383.83,0.73,5.54,1.53]
[null,null,"门窗尺寸：1500*600"]
[null,null,"含不锈钢五金配件、运输、制作及安装"]
[null,null,"安装不锈钢防盗网"]
[null,"A12-119","铝合金百页窗","100㎡","0.0360",{"v":23939.3,"d":"23939.30"},1876.25,21283.11,72.96,554.16,152.82]
[null,"B-","不锈钢防盗网","㎡","3.60",{"v":171,"d":"171.00"},null,{"v":171,"d":"171.00"}]
["38","桂010811002001","门窗周边塞缝","m","51.60",6.41,4.25,0.62,null,1.21,0.33]
[null,null,"水泥砂浆1:2.5塞缝"]
[null,"A12-166","门窗周边塞缝 水泥砂浆1:2.5{水泥砂浆 1∶2.5}","100m","0.5160",{"v":640.7,"d":"640.70"},425.04,{"v":61.5,"d":"61.50"},null,120.84,33.32]
[null,null,"A.13 油漆、涂料、裱糊工程"]
["39","011406003001","内墙双飞粉腻子墙面","㎡","95.61",10.21,6.32,1.59,null,{"v":1.8,"d":"1.80"},{"v":0.5,"d":"0.50"}]
[" ",null,null," ",null,null," "," "," "," ",null,"表－09"]
["工程量清单综合单价分析表"]
["工程名称：广西工商职业技术学院1*1250KVA专变配电工程",{"$nulls":7},"第9页 共24页"]
["序号","项目编码","项目名称及项目\r\n特征描述","单位","工程量","综合单价","综合单价"]
[{"$nulls":5},"（元）","人工费","材料费","机械费","管理费","利润","其中:\r\n暂估价"]
[null,null,"刮腻子遍数:两遍"]
[null,"A13-204","刮熟胶粉腻子 内墙面 两遍","100㎡","0.9561",1020.99,632.25,159.42,null,179.75,49.57]
["40","011406003002","天棚双飞粉腻子","㎡","48.39",11.75,7.46,1.59,null,2.12,0.58]
[null,null,"刮腻子遍数:两遍"]
[null,"A13-204","刮熟胶粉腻子 天棚 两遍","100㎡","0.4839",1176.06,746.05,159.42,null,{"v":212.1,"d":"212.10"},58.49]
["41","011407001001","内墙面乳胶漆","㎡","95.61",10.75,4.93,4.03,null,{"v":1.4,"d":"1.40"},0.39]
[null,null,"刷内墙乳胶漆两遍"]
[null,"A13-210","乳胶漆 内墙、柱、天棚抹灰面 二遍","100㎡","0.9561",1074.07,492.59,402.82,null,140.04,38.62]
["42","011407002001","天棚喷（刷）涂料","㎡","48.39",11.95,5.81,4.03,null,1.65,0.46]
[null,null,"刷内天棚乳胶漆两遍"]
[null,"A13-210","乳胶漆 内墙、柱、天棚抹灰面 二遍","100㎡","0.4839",{"v":1194.9,"d":"1194.90"},581.26,402.82,null,165.25,45.57]
[null,null,"单价措施项目"]
[null,"011701","脚手架工程"]
["43","桂011701001001","外脚手架","㎡","160.37",{"v":20,"d":"20.00"},{"v":10.6,"d":"10.60"},3.97,0.53,3.85,1.05]
[null,null,"1、搭设方式:扣件式"]
[null,null,"2、搭设高度:10m以内"]
[null,null,"3、脚手架材质:钢管"]
[null,"A15-5","扣件式钢管外脚手架 双排 10m以内","100㎡","1.6037",1999.08,1059.94,396.64,53.25,384.61,104.64]
["44","桂011701002001","里脚手架","㎡","121.81",5.04,2.84,0.67,0.19,1.05,0.29]
[null,null,"1、搭设方式:扣件式"]
[null,null,"2、搭设高度:3.6m以内"]
[null,null,"3、脚手架材质:钢管"]
[null,"A15-1","扣件式钢管里脚手架 3.6m以内","100㎡","1.2181",503.81,284.49,66.91,19.02,104.86,28.53]
[null,"011702","混凝土模板及支架(撑)"]
["45","011702001001","带形基础模板 胶合板模板 木支撑","㎡","24.69",36.54,18.84,8.84,{"v":0.4,"d":"0.40"},6.65,1.81]
[null,null,"1.模板材质、支撑种类:胶合板模板 木支撑"]
[" ",null,null," ",null,null," "," "," "," ",null,"表－09"]
["工程量清单综合单价分析表"]
["工程名称：广西工商职业技术学院1*1250KVA专变配电工程",{"$nulls":7},"第10页 共24页"]
["序号","项目编码","项目名称及项目\r\n特征描述","单位","工程量","综合单价","综合单价"]
[{"$nulls":5},"（元）","人工费","材料费","机械费","管理费","利润","其中:\r\n暂估价"]
[null,null,"2.支模高度:综合考虑"]
[null,"A17-4","带形基础 无筋混凝土 胶合板模板 木支撑","100㎡","0.2469",{"v":3654.3,"d":"3654.30"},1883.91,884.29,40.38,664.84,180.88]
["46","011702001002","基础梁 胶合板模板 木支撑","㎡","18.52",41.57,18.84,13.74,0.49,6.68,1.82]
[null,null,"1.模板材质、支撑种类:胶合板模板 木支撑"]
[null,null,"2.支模高度:综合考虑"]
[null,"A17-63","基础梁 胶合板模板 木支撑","100㎡","0.1852",4156.01,1883.91,{"v":1373.8,"d":"1373.80"},48.85,667.77,181.68]
["47","011702003001","构造柱 胶合板模板 木支撑","㎡","18.02",48.39,24.33,12.98,0.27,{"v":8.5,"d":"8.50"},2.31]
[null,null,"1.模板材质、支撑种类:胶合板模板 木支撑"]
[null,null,"2.支模高度:综合考虑"]
[null,"A17-58","构造柱 胶合板模板 木支撑","100㎡","0.1802",{"v":4838.7,"d":"4838.70"},2432.56,1298.46,26.79,849.71,231.18]
["48","011702009001","过梁 木模板木支撑","㎡","7.60",74.52,37.17,19.91,0.76,13.11,3.57]
[null,null,"1.模板材质、支撑种类:木模板 木支撑"]
[null,null,"2.支模高度:综合考虑"]
[null,"A17-77","过梁 木模板 木支撑","100㎡","0.0760",7450.98,3717.34,{"v":1990.5,"d":"1990.50"},75.98,1310.59,356.57]
["49","011702014001","有梁板 胶合板模板 钢支撑","㎡","66.31",47.26,22.68,13.02,{"v":1.1,"d":"1.10"},8.22,2.24]
[null,null,"1.模板材质、支撑种类:胶合板模板 钢支撑"]
[null,null,"2.支模高度:综合考虑"]
[null,"A17-91","有梁板 胶合板模板 钢支撑","100㎡","0.6631",{"v":4725.2,"d":"4725.20"},2268.03,1301.95,110.05,821.63,223.54]
["50","011702021001","栏板 木模板木支撑","㎡","35.95",{"v":56.3,"d":"56.30"},19.89,{"v":26.8,"d":"26.80"},{"v":0.6,"d":"0.60"},7.08,1.93]
[null,null,"1.模板材质、支撑种类:木模板木支撑"]
[null,null,"2.支模高度:综合考虑"]
[null,"A17-107","栏板 木模板木支撑","100㎡投影面积","0.3595",5628.48,1988.79,2679.91,59.54,{"v":707.7,"d":"707.70"},192.54]
["51","011702023001","雨篷、悬挑板、阳台板","㎡","5.40",124.78,57.44,38.71,2.35,20.66,5.62]
[null,null,"1.模板材质、支撑种类:木模板木支撑"]
[null,null,"2.支模高度:综合考虑"]
[" ",null,null," ",null,null," "," "," "," ",null,"表－09"]
["工程量清单综合单价分析表"]
["工程名称：广西工商职业技术学院1*1250KVA专变配电工程",{"$nulls":7},"第11页 共24页"]
["序号","项目编码","项目名称及项目\r\n特征描述","单位","工程量","综合单价","综合单价"]
[{"$nulls":5},"（元）","人工费","材料费","机械费","管理费","利润","其中:\r\n暂估价"]
[null,"A17-109","悬挑板 直形 木模板木支撑","10㎡投影面积","0.636",1059.46,487.69,328.68,19.97,{"v":175.4,"d":"175.40"},47.72]
[null,"011705","大型机械设备进出场及安拆"]
["52","011705001001","大型机械设备进出场及安拆","台次","1",{"v":672.5,"d":"672.50"},65.55,121.64,423.59,48.42,{"v":13.3,"d":"13.30"}]
[null,"A20-19","履带式挖掘机 0.4内 场外运输费","台次","1",{"v":672.5,"d":"672.50"},65.55,121.64,423.59,48.42,{"v":13.3,"d":"13.30"}]
[null,null,"广西工商职业技术学院1*1250KVA专变配电工程-安装"]
[null,null,"分部分项工程"]
[null,null,"一、室外电杆部分"]
["53","060104006001","电杆工地运输","t","3.621",120.07,31.86,3.86,{"v":46.9,"d":"46.90"},25.52,11.93]
[null,"B4-1284","工地运输 汽车运输 装卸","10t","0.3621",1200.69,318.63,38.57,468.98,255.19,119.32]
["54","030410001001","1号水泥杆 φ190*15m","根","2",2229.56,241.46,1715.55,106.91,112.87,52.77]
[null,null,"含杆坑土方挖、填"]
[null,"B4-1306换","汽车组立混凝土杆(m以内)15","根","2",2093.78,150.48,1714.01,106.91,83.39,38.99]
[null,"B4-1297","底盘、拉盘、卡盘安装及电杆防腐 底盘","块","2",52.14,35.34,null,null,11.45,5.35]
[null,"B4-1298","底盘、拉盘、卡盘安装及电杆防腐 卡盘","块","2",22.71,15.39,null,null,4.99,2.33]
[null,"B4-1291","杆坑土石方工程 普通土","10","0.200",609.25,402.48,15.39,null,{"v":130.4,"d":"130.40"},60.98]
["55","030410001002","2号水泥杆 φ190*12m","根","1",1664.74,199.28,1265.55,71.27,87.66,40.98]
[null,null,"含杆坑土方挖、填"]
[null,"B4-1305换","汽车组立混凝土杆(m以内)12","根","1",1528.96,{"v":108.3,"d":"108.30"},1264.01,71.27,58.18,{"v":27.2,"d":"27.20"}]
[null,"B4-1297","底盘、拉盘、卡盘安装及电杆防腐 底盘","块","1",52.14,35.34,null,null,11.45,5.35]
[null,"B4-1298","底盘、拉盘、卡盘安装及电杆防腐 卡盘","块","1",22.71,15.39,null,null,4.99,2.33]
[null,"B4-1291","杆坑土石方工程 普通土","10","0.100",609.25,402.48,15.39,null,{"v":130.4,"d":"130.40"},60.98]
["56","030410001003","3号水泥杆 φ190*12m","根","1",1664.74,199.28,1265.55,71.27,87.66,40.98]
[null,null,"含杆坑土方挖、填"]
[null,"B4-1305换","汽车组立混凝土杆(m以内)12","根","1",1528.96,{"v":108.3,"d":"108.30"},1264.01,71.27,58.18,{"v":27.2,"d":"27.20"}]
[null,"B4-1297","底盘、拉盘、卡盘安装及电杆防腐 底盘","块","1",52.14,35.34,null,null,11.45,5.35]
[" ",null,null," ",null,null," "," "," "," ",null,"表－09"]
["工程量清单综合单价分析表"]
["工程名称：广西工商职业技术学院1*1250KVA专变配电工程",{"$nulls":7},"第12页 共24页"]
["序号","项目编码","项目名称及项目\r\n特征描述","单位","工程量","综合单价","综合单价"]
[{"$nulls":5},"（元）","人工费","材料费","机械费","管理费","利润","其中:\r\n暂估价"]
[null,"B4-1298","底盘、拉盘、卡盘安装及电杆防腐 卡盘","块","1",22.71,15.39,null,null,4.99,2.33]
[null,"B4-1291","杆坑土石方工程 普通土","10","0.100",609.25,402.48,15.39,null,{"v":130.4,"d":"130.40"},60.98]
["57","030410004001","杆上设备 负荷开关FZW28F-12/630-16","台","1",22835.61,147.06,22044.11,389.37,{"v":173.8,"d":"173.80"},81.27]
[null,"B4-1404","杆上变配电设备安装 隔离开关","台","1",22835.61,147.06,22044.11,389.37,{"v":173.8,"d":"173.80"},81.27]
["58","030410004002","杆上设备 隔离开关GW9-10W(2)/630","组","1",1855.61,147.06,1064.11,389.37,{"v":173.8,"d":"173.80"},81.27]
[null,"B4-1404","杆上变配电设备安装 隔离开关","组","1",1855.61,147.06,1064.11,389.37,{"v":173.8,"d":"173.80"},81.27]
["59","030410004003","杆上设备 避雷器YH5WS-17/50L","组","3",{"v":519,"d":"519.00"},76.38,399.65,4.51,26.21,12.25]
[null,"B4-1403","杆上变配电设备安装 避雷器","组","3",{"v":519,"d":"519.00"},76.38,399.65,4.51,26.21,12.25]
["60","030410004004","杆上设备 故障指示器","台","3",{"v":669,"d":"669.00"},76.38,549.65,4.51,26.21,12.25]
[null,null,"短路和接地故障二合一指示"]
[null,"B4-1403","杆上变配电设备安装 避雷器","台","3",{"v":669,"d":"669.00"},76.38,549.65,4.51,26.21,12.25]
["61","030410004005","1号杆上附件制作安装","组","1",2599.87,189.47,2298.86,14.56,66.07,30.91]
[null,null,"含横担、双铁头瓷拉棒、螺栓、线夹、拉杆、抱箍、瓷横担、接地扁铁、拉线等"]
[null,"B4-0125","瓷横担 SC-210","10串","1.2",183.46,32.49,117.62,12.13,14.46,6.76]
[null,"B-","C型线夹","个","12",{"v":18,"d":"18.00"},null,{"v":18,"d":"18.00"}]
[null,"B-","横梁＃10*3000","根","2",{"v":150,"d":"150.00"},null,{"v":150,"d":"150.00"}]
[null,"B4-1347","横担组装 L75x6x1900","根","8",125.34,18.81,97.59,null,6.09,2.85]
[null,"B-","抱箍 6*60*φ200","根","5",{"v":22,"d":"22.00"},null,{"v":22,"d":"22.00"}]
[null,"B-","抱箍 6*60*φ280","根","8",{"v":42,"d":"42.00"},null,{"v":42,"d":"42.00"}]
[null,"B-","斜拉铁 -60*8*600","根","8",{"v":15,"d":"15.00"},null,{"v":15,"d":"15.00"}]
[null,"B-","负荷开关底板 L10*600","根","2",{"v":32,"d":"32.00"},null,{"v":32,"d":"32.00"}]
[null,"B-","负荷开关夹板 L50*5*600","根","2",{"v":35,"d":"35.00"},null,{"v":35,"d":"35.00"}]
[null,"B-","隔离开关底板 L70*8*550","根","2",{"v":48,"d":"48.00"},null,{"v":48,"d":"48.00"}]
[null,"B-","卡盘抱箍 φ16*50","根","1",{"v":15,"d":"15.00"},null,{"v":15,"d":"15.00"}]
[null,"B-","拉线 LG50","组","1",{"v":50,"d":"50.00"},null,{"v":50,"d":"50.00"}]
[" ",null,null," ",null,null," "," "," "," ",null,"表－09"]
["工程量清单综合单价分析表"]
["工程名称：广西工商职业技术学院1*1250KVA专变配电工程",{"$nulls":7},"第13页 共24页"]
["序号","项目编码","项目名称及项目\r\n特征描述","单位","工程量","综合单价","综合单价"]
[{"$nulls":5},"（元）","人工费","材料费","机械费","管理费","利润","其中:\r\n暂估价"]
["62","030410004006","2号杆上附件制作安装","组","1",208.57,25.99,{"v":155.9,"d":"155.90"},{"v":9.7,"d":"9.70"},11.57,5.41]
[null,null,"含横担、双铁头瓷拉棒、螺栓、线夹、拉杆、抱箍、瓷横担、接地扁铁、拉线等"]
[null,"B-","铁帽 φ190","个","1",{"v":48,"d":"48.00"},null,{"v":48,"d":"48.00"}]
[null,"B4-0125","高压横担组装 L63x6x1800","10串","0.2",246.46,32.49,180.62,12.13,14.46,6.76]
[null,"B4-0125","针式绝缘子 PS-15/500","10串","0.6",185.46,32.49,119.62,12.13,14.46,6.76]
["63","030410004007","3号杆上附件制作安装","组","1",380.63,47.37,305.37,3.64,16.52,7.73]
[null,null,"含横担、双铁头瓷拉棒、螺栓、线夹、拉杆、抱箍、瓷横担、接地扁铁、拉线等"]
[null,"B4-0125","绝缘子串 LXP-10","10串","0.3",216.46,32.49,150.62,12.13,14.46,6.76]
[null,"B4-1347","高压横担组装 L80*7*1700","组","1",165.34,18.81,137.59,null,6.09,2.85]
[null,"B-","电缆固定抱箍 6*60","付","6",{"v":6,"d":"6.00"},null,{"v":6,"d":"6.00"}]
[null,"B4-1347","避雷器横担 L63*6*1800","组","1",114.34,18.81,86.59,null,6.09,2.85]
["64","030410004008","T接铁塔上附件制作安装","组","1",357.05,41.55,283.22,8.49,16.21,7.58]
[null,null,"含横担、双铁头瓷拉棒、螺栓、线夹、拉杆、抱箍、瓷横担、接地扁铁、拉线等"]
[null,"B4-0125","瓷横担 SC-210","10串","0.4",183.46,32.49,117.62,12.13,14.46,6.76]
[null,"B4-0125","耐张绝缘子串 SL-15/70","10串","0.3",214.46,32.49,148.62,12.13,14.46,6.76]
[null,"B4-1347","引下线横担组装 L80*7*1700","根","1",165.34,18.81,137.59,null,6.09,2.85]
[null,"B-","C型线夹","个","3",{"v":18,"d":"18.00"},null,{"v":18,"d":"18.00"}]
["65","030409002001","接地扁铁-40*4*10000","根","2",102.34,24.62,51.34,9.94,{"v":11.2,"d":"11.20"},5.24]
[null,"B4-1188换","接地极(板)制作、安装 角钢接地极 普通土","根","2",102.34,24.62,51.34,9.94,{"v":11.2,"d":"11.20"},5.24]
["66","030409002002","接地扁铁-5*50","m","12.00",20.18,7.03,8.91,0.61,2.47,1.16]
[null,"B4-1200换","钢接地母线敷设 户内钢接地母线敷设","10m","1.200",201.81,70.28,89.14,6.08,24.74,11.57]
["67","030409002003","接地网","m","20.00",17.57,5.63,8.53,{"v":0.5,"d":"0.50"},1.98,0.93]
[null,"B4-1201","钢接地母线敷设 户外钢接地母线敷设","10m","2.000",175.67,56.26,85.32,4.97,19.84,9.28]
["68","030409002004","接地环","组","1",{"v":120,"d":"120.00"},null,{"v":120,"d":"120.00"}]
[" ",null,null," ",null,null," "," "," "," ",null,"表－09"]
["工程量清单综合单价分析表"]
["工程名称：广西工商职业技术学院1*1250KVA专变配电工程",{"$nulls":7},"第14页 共24页"]
["序号","项目编码","项目名称及项目\r\n特征描述","单位","工程量","综合单价","综合单价"]
[{"$nulls":5},"（元）","人工费","材料费","机械费","管理费","利润","其中:\r\n暂估价"]
[null,"B-","接地环","组","1",{"v":120,"d":"120.00"},null,{"v":120,"d":"120.00"}]
["69","030408008001","电缆防堵洞 盘柜下","处","8",81.26,41.04,{"v":20.7,"d":"20.70"},null,{"v":13.3,"d":"13.30"},6.22]
[null,null,"含防火涂料、防火隔板、有机堵料、无机"]
[null,null,"堵料、阻火包、防火包带、具体做法详设计图纸"]
[null,"B4-0960","防火涂料、堵洞、隔板及阻燃槽盒 防火堵洞 盘柜下","处","8",81.26,41.04,{"v":20.7,"d":"20.70"},null,{"v":13.3,"d":"13.30"},6.22]
["70","040205004001","电缆路径标志牌","块","10",{"v":18,"d":"18.00"},null,{"v":18,"d":"18.00"}]
[null,null,"1.类型:长方形"]
[null,null,"2.材质、规格尺寸:不锈钢、200×80mm"]
[null,null,"3.每隔10m~15m及转弯处设置"]
[null,"B-","电缆路径标志牌","块","10",{"v":18,"d":"18.00"},null,{"v":18,"d":"18.00"}]
["71","040205004002","电缆走向标志桩","块","4",{"v":60,"d":"60.00"},null,{"v":60,"d":"60.00"}]
[null,null,"每隔30m安装"]
[null,"B-","电缆走向标志桩","块","4",{"v":60,"d":"60.00"},null,{"v":60,"d":"60.00"}]
["72","040205004003","刀闸、开关标志牌","块","2",{"v":28,"d":"28.00"},null,{"v":28,"d":"28.00"}]
[null,null,"1.类型:长方形"]
[null,null,"2.材质、规格尺寸:铝质、320×220mm"]
[null,"B-换","刀闸、开关标志牌","块","2",{"v":28,"d":"28.00"},null,{"v":28,"d":"28.00"}]
["73","040205004004","10KV杆号标志牌","块","3",{"v":28,"d":"28.00"},null,{"v":28,"d":"28.00"}]
[null,null,"1.类型:长方形"]
[null,null,"2.材质、规格尺寸:铝质、320×220mm"]
[null,"B-换","10KV杆号标志牌","块","3",{"v":28,"d":"28.00"},null,{"v":28,"d":"28.00"}]
["74","040205004005","警告标志牌","块","3",{"v":28,"d":"28.00"},null,{"v":28,"d":"28.00"}]
[null,null,"1.类型:长方形"]
[null,null,"2.材质、规格尺寸:铝质、240*300mm"]
[null,"B-换","警告标志牌","块","3",{"v":28,"d":"28.00"},null,{"v":28,"d":"28.00"}]
[" ",null,null," ",null,null," "," "," "," ",null,"表－09"]
["工程量清单综合单价分析表"]
["工程名称：广西工商职业技术学院1*1250KVA专变配电工程",{"$nulls":7},"第15页 共24页"]
["序号","项目编码","项目名称及项目\r\n特征描述","单位","工程量","综合单价","综合单价"]
[{"$nulls":5},"（元）","人工费","材料费","机械费","管理费","利润","其中:\r\n暂估价"]
["75","040205004006","禁止标志牌","块","3",{"v":28,"d":"28.00"},null,{"v":28,"d":"28.00"}]
[null,null,"1.类型:长方形"]
[null,null,"2.材质、规格尺寸:铝质、240*300mm"]
[null,"B-换","禁止标志牌","块","3",{"v":28,"d":"28.00"},null,{"v":28,"d":"28.00"}]
["76","040205004007","变压器标志牌","块","1",{"v":35,"d":"35.00"},null,{"v":35,"d":"35.00"}]
[null,null,"1.类型:长方形"]
[null,null,"2.材质、规格尺寸:铝质、400*210mm"]
[null,"B-换","变压器标志牌","块","1",{"v":35,"d":"35.00"},null,{"v":35,"d":"35.00"}]
["77","040205004008","电缆本体标示牌","块","2",{"v":18,"d":"18.00"},null,{"v":18,"d":"18.00"}]
[null,null,"1.类型:长方形"]
[null,null,"2.材质、规格尺寸:铝质、80×50mm"]
[null,"B-","电缆本体标示牌","块","2",{"v":18,"d":"18.00"},null,{"v":18,"d":"18.00"}]
["78","040205004009","电缆终端头标示牌","块","4",{"v":18,"d":"18.00"},null,{"v":18,"d":"18.00"}]
[null,null,"1.类型:长方形"]
[null,null,"2.材质、规格尺寸:铝质、90×130mm"]
[null,"B-","电缆终端头标示牌","块","4",{"v":18,"d":"18.00"},null,{"v":18,"d":"18.00"}]
["79","桂030413007001","电缆井","座","1",7665.76,1554.31,4922.36,304.95,602.45,281.69]
[null,null,"1.井截面、深度:井内径2*2m、1.8m深"]
[null,null,"2.垫层材料种类、厚度:C15混凝土、200mm厚"]
[null,null,"3.砌体材料:MU机制砖"]
[null,null,"4.砂浆强度等级:M5水泥砂浆砌筑"]
[null,null,"5.井盖材质、规格:C25混凝土、985*490*100mm"]
[null,"B4-0788","小型机械挖填沟槽 小型机械挖沟槽 一般土","10","2.343",116.39,4.22,null,74.66,25.56,11.95]
[null,"B4-2058换","路灯基础、接线井  砌筑式基础  矩形砖砌","10","0.526",5109.77,1101.24,3398.75,58.38,375.72,175.68]
[" ",null,null," ",null,null," "," "," "," ",null,"表－09"]
["工程量清单综合单价分析表"]
["工程名称：广西工商职业技术学院1*1250KVA专变配电工程",{"$nulls":7},"第16页 共24页"]
["序号","项目编码","项目名称及项目\r\n特征描述","单位","工程量","综合单价","综合单价"]
[{"$nulls":5},"（元）","人工费","材料费","机械费","管理费","利润","其中:\r\n暂估价"]
[null,"B4-2059换","路灯基础、接线井 砌筑式基础 井墙1：2水泥防水砂浆厚20mm","100㎡","0.1200",2660.61,1343.49,678.29,null,435.29,203.54]
[null,"B4-2062换","路灯基础、接线井 砌筑式基础  混凝土井盖、座安装","套","8",178.06,34.77,126.75,null,11.27,5.27]
[null,"B4-2056换","路灯基础、接线井  砌筑式基础  C15混凝土垫层","10","0.168",5241.94,{"v":963.3,"d":"963.30"},3634.36,126.22,{"v":353,"d":"353.00"},165.06]
[null,"B4-2063换","路灯基础、接线井 现浇井座 C25混凝土","","1.40",574.76,79.23,410.28,32.24,36.12,16.89]
[null,"B4-0486换","基础槽钢、角钢制作安装","10m","1.304",433.59,88.35,283.67,13.26,32.92,15.39]
[null,"B4-2064换","路灯基础、接线井 现浇基础  钢筋制作安装 10以内","t","0.032",5262.01,799.71,4033.66,32.79,269.73,126.12]
[null,"B4-2065换","路灯基础、接线井 现浇基础  钢筋制作安装 10以上","t","0.053",{"v":5114.2,"d":"5114.20"},556.89,4202.24,61.18,200.25,93.64]
[null,"B4-2001","一般铁构件制作安装","100kg","0.1875",1447.56,441.18,706.95,60.76,162.63,76.04]
["80","030408003001","电缆保护管 SC150","m","100.00",52.97,25.63,12.71,1.66,8.84,4.13]
[null,"B4-0897换","其他电缆保护管敷设 电缆保护管敷设(管径mm以下) 钢管 100-150","10m","10.000",529.63,256.27,127.05,16.57,{"v":88.4,"d":"88.40"},41.34]
["81","030408001001","高压电缆 YJV22-8.7/15kV-3×70mm2","m","100.00",181.15,5.18,172.54,0.66,1.89,0.88]
[null,"B4-0995","铜芯电力电缆敷设 普通敷设 电缆(截面m㎡以下)70","100m","1.0000",18116.02,517.62,17254.66,66.16,189.14,88.44]
["82","030408006001","户外冷缩电缆头 YJV22-8.7/15kV-3×70mm2","个","1",463.72,121.64,281.57,1.81,{"v":40,"d":"40.00"},{"v":18.7,"d":"18.70"}]
[null,"B4-1104","户外电力电缆终端头制作、安装10kV以下冷缩式(截面m㎡以下)70","个","1",463.72,121.64,281.57,1.81,{"v":40,"d":"40.00"},{"v":18.7,"d":"18.70"}]
["83","030410003001","架空绝缘导线 JKLGYJ-70mm2（高压引下）","km","0.099",16048.89,549.48,15167.25,48.04,{"v":193.6,"d":"193.60"},90.52]
[null,"B4-1379","绝缘铝绞线架设 绝缘铝绞线(截面m㎡以下)95","1㎞","0.099",1048.89,549.48,167.25,48.04,{"v":193.6,"d":"193.60"},90.52]
[null,"B-","绝缘铝绞线架设 绝缘铝绞线(截面m㎡以下)95","1㎞","0.099",{"v":15000,"d":"15000.00"},null,{"v":15000,"d":"15000.00"}]
["84","桂030404039001","铜铝接线端子 DTL-70","个","18",18.45,2.57,14.66,null,0.83,0.39]
[null,"B4-0385","焊铜接线端子 导线截面(m㎡ 以内) 70","10个","1.8",{"v":184.4,"d":"184.40"},25.65,146.55,null,8.31,3.89]
["85","桂030408013001","异型铝并沟线夹 JBL-50~70(含外罩)","个","3",81.84,17.67,55.76,null,5.73,2.68]
[null,"B4-1034换","电缆穿刺线夹 电缆穿刺线夹(截面m㎡以下)70","个","3",81.84,17.67,55.76,null,5.73,2.68]
[" ",null,null," ",null,null," "," "," "," ",null,"表－09"]
["工程量清单综合单价分析表"]
["工程名称：广西工商职业技术学院1*1250KVA专变配电工程",{"$nulls":7},"第17页 共24页"]
["序号","项目编码","项目名称及项目\r\n特征描述","单位","工程量","综合单价","综合单价"]
[{"$nulls":5},"（元）","人工费","材料费","机械费","管理费","利润","其中:\r\n暂估价"]
["86","030411004001","接地引下线 BV-35mm2","m","9.00",20.19,0.91,18.84,null,{"v":0.3,"d":"0.30"},0.14]
[null,"B4-1588换","管内穿线 动力线路 铜芯 导线截面(m㎡以内) 35","100m单线","0.09",2019.11,91.49,1884.12,null,29.64,13.86]
["87","030408003002","电缆保护钢管 φ150*2000","m","2.00",529.63,256.27,127.05,16.57,{"v":88.4,"d":"88.40"},41.34]
[null,"B4-0897","其他电缆保护管敷设 电缆保护管敷设(管径mm以下) 钢管 100-150","m","2.00",529.63,256.27,127.05,16.57,{"v":88.4,"d":"88.40"},41.34]
["88","010101007001","管沟土方","","24.75",{"v":50.1,"d":"50.10"},33.96,null,null,{"v":11,"d":"11.00"},5.14]
[null,null,"土壤类别：三类土"]
[null,null,"挖土深度：0.9m"]
[null,"B4-0782","人工挖填沟槽 人工挖沟槽 一般土","10","2.475",{"v":501,"d":"501.00"},339.55,null,null,110.01,51.44]
["89","010103001001","管沟回填方","","24.75",10.14,5.44,null,1.43,2.23,1.04]
[null,"B4-0786","人工挖填沟槽 人工回填沟槽 土方","10","2.475",101.47,54.44,null,14.33,22.28,10.42]
[null,null,"二、高低压柜部分"]
["90","030401002001","干式变压器 1250KVA","台","1",127017.07,796.18,125125.48,485.82,415.37,194.22]
[null,null,"型号规格：11型，D，yn11连接，总容量1250KVA"]
[null,null,"电压变化比为10.5±2*2.5%/0.4KV"]
[null,null,"变压器的金属外壳采用IP3×防护等级以上"]
[null,"B4-0013换","干式变压器安装容量 (kv.A 以下) 2000","台","1",127017.07,796.18,125125.48,485.82,415.37,194.22]
["91","030402017001","高压进线柜 1HA1","台","1",33817.25,{"v":387.6,"d":"387.60"},33047.73,133.93,168.98,79.01]
[null,null,"安装方式：落地安装"]
[null,null,"柜体尺寸：宽*深*高 800*900*2200"]
[null,null,"含箱内元件，详见系统图"]
[null,"B4-0090换","高压成套配电柜安装 单母线柜 断路器柜","台","1",33817.25,{"v":387.6,"d":"387.60"},33047.73,133.93,168.98,79.01]
["92","030402017002","高压计量柜 1HA2","台","1",28473.53,185.59,28041.17,107.44,94.94,44.39]
[null,null,"安装方式：落地安装"]
[null,null,"柜体尺寸：宽*深*高 800*1500*2300"]
[" ",null,null," ",null,null," "," "," "," ",null,"表－09"]
["工程量清单综合单价分析表"]
["工程名称：广西工商职业技术学院1*1250KVA专变配电工程",{"$nulls":7},"第18页 共24页"]
["序号","项目编码","项目名称及项目\r\n特征描述","单位","工程量","综合单价","综合单价"]
[{"$nulls":5},"（元）","人工费","材料费","机械费","管理费","利润","其中:\r\n暂估价"]
[null,null,"含箱内元件，详见系统图"]
[null,"B4-0092换","高压成套配电柜安装 单母线柜 电容器柜\\其他柜","台","1",28473.53,185.59,28041.17,107.44,94.94,44.39]
["93","030402017003","高压出线柜 1HA3","台","1",30317.25,{"v":387.6,"d":"387.60"},29547.73,133.93,168.98,79.01]
[null,null,"安装方式：落地安装"]
[null,null,"柜体尺寸：宽*深*高 800*1500*2300"]
[null,null,"含箱内元件，详见系统图"]
[null,"B4-0090换","高压成套配电柜安装 单母线柜 断路器柜","台","1",30317.25,{"v":387.6,"d":"387.60"},29547.73,133.93,168.98,79.01]
["94","030404004001","低压进线柜 1AA1","台","1",25607.43,266.93,25059.13,104.67,{"v":120.4,"d":"120.40"},{"v":56.3,"d":"56.30"}]
[null,null,"安装方式：落地安装"]
[null,null,"柜体尺寸：宽*深*高 800*800*2200"]
[null,null,"含箱内元件，详见系统图"]
[null,"B4-0268换","配电(电源)屏 低压开关柜","台","1",25607.43,266.93,25059.13,104.67,{"v":120.4,"d":"120.40"},{"v":56.3,"d":"56.30"}]
["95","030404004002","低压电容柜 1AA2","台","1",28107.43,266.93,27559.13,104.67,{"v":120.4,"d":"120.40"},{"v":56.3,"d":"56.30"}]
[null,null,"安装方式：落地安装"]
[null,null,"柜体尺寸：宽*深*高 800*800*2200"]
[null,null,"含箱内元件，详见系统图"]
[null,"B4-0268换","配电(电源)屏 低压开关柜","台","1",28107.43,266.93,27559.13,104.67,{"v":120.4,"d":"120.40"},{"v":56.3,"d":"56.30"}]
["96","030404004003","低压电容柜 1AA3","台","1",28107.43,266.93,27559.13,104.67,{"v":120.4,"d":"120.40"},{"v":56.3,"d":"56.30"}]
[null,null,"安装方式：落地安装"]
[null,null,"柜体尺寸：宽*深*高 800*800*2200"]
[null,null,"含箱内元件，详见系统图"]
[null,"B4-0268换","配电(电源)屏 低压开关柜","台","1",28107.43,266.93,27559.13,104.67,{"v":120.4,"d":"120.40"},{"v":56.3,"d":"56.30"}]
["97","030404004004","低压出线柜 1AA4","台","1",23607.43,266.93,23059.13,104.67,{"v":120.4,"d":"120.40"},{"v":56.3,"d":"56.30"}]
[null,null,"安装方式：落地安装"]
[null,null,"柜体尺寸：宽*深*高 1000*800*2200"]
[" ",null,null," ",null,null," "," "," "," ",null,"表－09"]
["工程量清单综合单价分析表"]
["工程名称：广西工商职业技术学院1*1250KVA专变配电工程",{"$nulls":7},"第19页 共24页"]
["序号","项目编码","项目名称及项目\r\n特征描述","单位","工程量","综合单价","综合单价"]
[{"$nulls":5},"（元）","人工费","材料费","机械费","管理费","利润","其中:\r\n暂估价"]
[null,null,"含箱内元件，详见系统图"]
[null,"B4-0268换","配电(电源)屏 低压开关柜","台","1",23607.43,266.93,23059.13,104.67,{"v":120.4,"d":"120.40"},{"v":56.3,"d":"56.30"}]
["98","030404004005","低压出线柜 1AA5","台","1",23607.43,266.93,23059.13,104.67,{"v":120.4,"d":"120.40"},{"v":56.3,"d":"56.30"}]
[null,null,"安装方式：落地安装"]
[null,null,"柜体尺寸：宽*深*高 1000*800*2200"]
[null,null,"含箱内元件，详见系统图"]
[null,"B4-0268换","配电(电源)屏 低压开关柜","台","1",23607.43,266.93,23059.13,104.67,{"v":120.4,"d":"120.40"},{"v":56.3,"d":"56.30"}]
["99","030403004001","低压母线槽2500A/4P","m","5.00",6406.08,49.71,{"v":6315.6,"d":"6315.60"},11.61,19.87,9.29]
[null,null,"含直接、三通、弯头、进线箱、出线箱等配件"]
[null,"B4-0232换","低压封闭式插接母线槽 每相电流(A 以下) 4000","10m","0.500",64060.74,{"v":497.1,"d":"497.10"},63155.96,{"v":116.1,"d":"116.10"},198.68,{"v":92.9,"d":"92.90"}]
["100","030403003001","带形铜母线安装  TMY-60*6(高压柜拼盘用，仅计安装费)","m","1.60",27.51,8.87,9.31,3.46,{"v":4,"d":"4.00"},1.87]
[null,null,"每相一片"]
[null,"B4-0143","带形铜母线安装 每相一片 截面(m㎡ 以下) 360","10m/单相","0.16",275.04,88.69,{"v":93.1,"d":"93.10"},34.62,39.95,18.68]
["101","030403003002","带形铜母线安装  TMY-4*(125*10)(低压柜拼盘用，仅计安装费)","m","14.40",47.37,15.89,15.64,5.61,6.97,3.26]
[null,null,"每相一片"]
[null,"B4-0146","带形铜母线安装 每相一片 截面(m㎡ 以下) 1250","10m/单相","1.44",473.61,158.92,156.39,56.07,69.66,32.57]
[null,null,"三、调试部分"]
["102","030414001001","电力变压器系统调试 10kV以下变压器 容量1250kV·A以下","系统","1",7008.14,{"v":3405.6,"d":"3405.60"},{"v":35,"d":"35.00"},1320.35,1531.21,715.98]
[null,"B4-2071","电力变压器系统调试 10KV以下变压器（容量2000KV.A以下）","系统","1",7008.14,{"v":3405.6,"d":"3405.60"},{"v":35,"d":"35.00"},1320.35,1531.21,715.98]
["103","030414002001","送配电装置系统调试 10kV以下交流供电 断路器","系统","3",3168.38,{"v":1584,"d":"1584.00"},16.28,552.29,692.16,323.65]
[" ",null,null," ",null,null," "," "," "," ",null,"表－09"]
["工程量清单综合单价分析表"]
["工程名称：广西工商职业技术学院1*1250KVA专变配电工程",{"$nulls":7},"第20页 共24页"]
["序号","项目编码","项目名称及项目\r\n特征描述","单位","工程量","综合单价","综合单价"]
[{"$nulls":5},"（元）","人工费","材料费","机械费","管理费","利润","其中:\r\n暂估价"]
[null,"B4-2082","送配电装置系统调试 10KV以下交流供电  断路器","系统","3",3168.38,{"v":1584,"d":"1584.00"},16.28,552.29,692.16,323.65]
["104","030414002002","送配电装置系统调试 1kV以下交流供电","系统","5",1100.03,{"v":660,"d":"660.00"},4.07,82.77,240.66,112.53]
[null,"B4-2080","送配电装置系统调试 1KV以下交流供电（综合）","系统","5",1100.03,{"v":660,"d":"660.00"},4.07,82.77,240.66,112.53]
["105","030414008001","母线系统调试 10kV以下","段","1",1842.89,{"v":871.2,"d":"871.20"},8.96,371.72,402.71,{"v":188.3,"d":"188.30"}]
[null,"B4-2116","母线、避雷器、电容器调试  母线系统 10 KV以下","段","1",1842.89,{"v":871.2,"d":"871.20"},8.96,371.72,402.71,{"v":188.3,"d":"188.30"}]
["106","030414008002","母线系统调试 1kV以下","段","3",499.05,{"v":237.6,"d":"237.60"},2.45,98.96,109.05,50.99]
[null,"B4-2115","母线、避雷器、电容器调试  母线系统 1 KV以下","段","3",499.05,{"v":237.6,"d":"237.60"},2.45,98.96,109.05,50.99]
["107","030414010001","电容器调试  1kV以下","组","2",499.05,{"v":237.6,"d":"237.60"},2.45,98.96,109.05,50.99]
[null,"B4-2115","母线、避雷器、电容器调试  母线系统 1 KV以下","段","2",499.05,{"v":237.6,"d":"237.60"},2.45,98.96,109.05,50.99]
["108","030414009001","避雷器调试 10KV","组","4",942.75,{"v":475.2,"d":"475.20"},4.88,160.43,205.94,{"v":96.3,"d":"96.30"}]
[null,"B4-2118","母线、避雷器、电容器调试  避雷器 10 KV以下","组","4",942.75,{"v":475.2,"d":"475.20"},4.88,160.43,205.94,{"v":96.3,"d":"96.30"}]
["109","030414009002","避雷器调试 1KV","组","1",{"v":426,"d":"426.00"},{"v":198,"d":"198.00"},2.03,89.34,{"v":93.1,"d":"93.10"},43.53]
[null,"B4-2119","母线、避雷器、电容器调试  电容器 1 KV以下","组","1",{"v":426,"d":"426.00"},{"v":198,"d":"198.00"},2.03,89.34,{"v":93.1,"d":"93.10"},43.53]
["110","030414011001","接地装置调试 接地网","系统","1",775.53,{"v":396,"d":"396.00"},4.07,126.85,{"v":169.4,"d":"169.40"},79.21]
[null,"B4-2123","接地装置调试  接地网","系统","1",775.53,{"v":396,"d":"396.00"},4.07,126.85,{"v":169.4,"d":"169.40"},79.21]
["111","030414015001","电缆试验 泄露试验","根次","1",173.09,87.12,0.53,29.83,37.89,17.72]
[null,"B4-2144","绝缘子、套管、绝缘油、电缆试验  电缆试验  泄露试验","根次","1",173.09,87.12,0.53,29.83,37.89,17.72]
["112","030414015002","电缆试验 10KV交流耐压试验","组","1",54.67,28.22,0.16,8.72,11.97,{"v":5.6,"d":"5.60"}]
[null,"B4-2145","绝缘子、套管、绝缘油、电缆试验  电缆试验  交流耐压试验","10KV组/三相","0.1",546.54,282.15,1.57,87.19,119.67,55.96]
[null,null,"四、配电房内照明系统"]
["113","030404017001","配电室配电箱","台","1",735.84,92.34,575.78,16.14,35.15,16.43]
[" ",null,null," ",null,null," "," "," "," ",null,"表－09"]
["工程量清单综合单价分析表"]
["工程名称：广西工商职业技术学院1*1250KVA专变配电工程",{"$nulls":7},"第21页 共24页"]
["序号","项目编码","项目名称及项目\r\n特征描述","单位","工程量","综合单价","综合单价"]
[{"$nulls":5},"（元）","人工费","材料费","机械费","管理费","利润","其中:\r\n暂估价"]
[null,null,"安装方式：距地1.6米墙上安装"]
[null,null,"箱内元件详系统图"]
[null,"B4-0302","成套配电箱安装 悬挂嵌入式(半周长m) 1","台","1",735.84,92.34,575.78,16.14,35.15,16.43]
["114","030412005001","单管荧光灯 220V 1*36W","套","3",63.05,17.92,36.31,{"v":0.2,"d":"0.20"},5.87,2.75]
[null,null,"含节能光源，接线底盒"]
[null,null,"安装方式：吸顶安装"]
[null,"B4-1885换","荧光灯具安装 壁装式、吸顶式  单管","10套","0.4",472.88,134.41,272.37,1.48,44.03,20.59]
["115","030412005002","双管荧光灯 220V 2*36W","套","4",72.53,16.31,48.22,0.16,5.34,{"v":2.5,"d":"2.50"}]
[null,null,"含节能光源，接线底盒"]
[null,null,"安装方式：吸顶安装"]
[null,"B4-1886换","荧光灯具安装 壁装式、吸顶式  双管","10套","0.4",725.15,163.13,482.15,1.56,53.36,24.95]
["116","030412004001","应急照明灯 250V~10W","套","6",111.82,15.94,88.29,null,5.17,2.42]
[null,null,"接线底盒"]
[null,null,"应急时间＞30分钟"]
[null,null,"安装方式：距地2.8米壁装"]
[null,"B4-1847换","装饰灯具安装 标志、诱导装饰灯、应急灯 嵌入式","10套","0.6",1118.14,159.43,{"v":882.9,"d":"882.90"},null,51.66,24.15]
["117","030412004002","出口标志灯  250V~5W","套","2",99.45,14.05,{"v":78.5,"d":"78.50"},0.15,{"v":4.6,"d":"4.60"},2.15]
[null,null,"含接线底盒"]
[null,null,"应急时间＞30分钟"]
[null,null,"安装方式：门框上方"]
[null,"B4-1846换","装饰灯具安装 标志、诱导装饰灯、应急灯 墙壁式","10套","0.2",994.47,140.51,784.97,1.48,{"v":46,"d":"46.00"},21.51]
["118","030412004003","单向疏散指示灯 250V~5W","套","2",99.45,14.05,{"v":78.5,"d":"78.50"},0.15,{"v":4.6,"d":"4.60"},2.15]
[null,null,"含接线底盒"]
[null,null,"应急时间＞30分钟"]
[" ",null,null," ",null,null," "," "," "," ",null,"表－09"]
["工程量清单综合单价分析表"]
["工程名称：广西工商职业技术学院1*1250KVA专变配电工程",{"$nulls":7},"第22页 共24页"]
["序号","项目编码","项目名称及项目\r\n特征描述","单位","工程量","综合单价","综合单价"]
[{"$nulls":5},"（元）","人工费","材料费","机械费","管理费","利润","其中:\r\n暂估价"]
[null,null,"安装方式：距地0.9米壁装"]
[null,"B4-1846换","装饰灯具安装 标志、诱导装饰灯、应急灯 墙壁式","10套","0.2",994.47,140.51,784.97,1.48,{"v":46,"d":"46.00"},21.51]
["119","030412004004","双向疏散指示灯 250V~5W","套","2",99.45,14.05,{"v":78.5,"d":"78.50"},0.15,{"v":4.6,"d":"4.60"},2.15]
[null,null,"含接线底盒"]
[null,null,"应急时间＞30分钟"]
[null,null,"安装方式：距地0.9米壁装"]
[null,"B4-1846换","装饰灯具安装 标志、诱导装饰灯、应急灯 墙壁式","10套","0.2",994.47,140.51,784.97,1.48,{"v":46,"d":"46.00"},21.51]
["120","030404034001","双联双控开关 10A~250V","个","2",{"v":24.3,"d":"24.30"},8.08,12.37,null,2.62,1.23]
[null,null,"含接线底盒"]
[null,null,"安装方式：底边距地1.4米暗装"]
[null,"B4-0419换","开关、按钮、插座安装 开关及按钮 跷板暗开关(双控) 双联","10套","0.2",242.94,80.83,123.67,null,26.19,12.25]
["121","030404035001","二、三孔单相插座 250V 16A","个","8",25.49,9.14,{"v":12,"d":"12.00"},null,2.96,1.39]
[null,null,"含接线底盒"]
[null,null,"安装方式：底边距地0.3m暗装"]
[null,"B4-0436换","单、三相暗插座 单相暗插座10A 5孔","10套","0.8",254.87,91.43,119.97,null,29.62,13.85]
["122","030108003001","轴流风机 T35-11~250V 40W","台","2",1281.55,295.35,816.88,50.38,82.98,35.96]
[null,null,"要求防水防虫、风量1392m/h"]
[null,"B1-0698","轴流通风机 设备重量（t以内）0.2","台","2",1281.55,295.35,816.88,50.38,82.98,35.96]
["123","030411001001","砖、混凝土结构楼板墙暗配 PC20","m","181.50",7.58,4.02,1.56,0.06,1.32,0.62]
[null,"B4-1538","砖、混凝土结构楼板墙暗配 刚性阻燃管公称口径(mm以内) 20","100m","1.8150",756.53,401.74,155.62,5.52,131.95,{"v":61.7,"d":"61.70"}]
["124","030413002001","凿(压)槽及恢复 公称管径20mm以内","m","88.50",14.78,8.13,2.25,0.36,2.75,1.29]
[null,"B4-2012","凿槽、刨沟  混凝土结构（公称管径20mm以内）","10m","8.850",111.67,65.32,{"v":11.2,"d":"11.20"},2.77,22.06,10.32]
[" ",null,null," ",null,null," "," "," "," ",null,"表－09"]
["工程量清单综合单价分析表"]
["工程名称：广西工商职业技术学院1*1250KVA专变配电工程",{"$nulls":7},"第23页 共24页"]
["序号","项目编码","项目名称及项目\r\n特征描述","单位","工程量","综合单价","综合单价"]
[{"$nulls":5},"（元）","人工费","材料费","机械费","管理费","利润","其中:\r\n暂估价"]
[null,"B4-2018","所凿沟槽恢复  沟槽尺寸（公称管径20mm以内）{水泥砂浆 1∶2.5}","10m","8.850",35.97,15.96,11.25,0.79,5.43,2.54]
["125","030411004002","管内穿铜芯电线 BV-2.5mm2","m","379.00",2.13,0.44,1.48,null,0.14,0.07]
[null,"B4-1582换","管内穿线 动力线路 铜芯 导线截面(m㎡以内) 2.5","100m单线","3.79",213.39,44.18,148.21,null,14.31,6.69]
["126","030411004003","管内穿铜芯电线 BV-4mm2","m","135.20",3.05,0.47,2.36,null,0.15,0.07]
[null,"B4-1583换","管内穿线 动力线路 铜芯 导线截面(m㎡以内) 4","100m单线","1.352",{"v":305.3,"d":"305.30"},47.31,235.49,null,15.33,7.17]
["127","030408001002","铜芯电力电缆 ZR-VV22-4*4mm2","m","21.01",21.37,2.28,17.78,0.15,0.79,0.37]
[null,"B4-0992换","铜芯电力电缆敷设 普通敷设 电缆(截面m㎡以下)10","100m","0.2101",2137.88,228.29,1778.76,{"v":15.1,"d":"15.10"},78.86,36.87]
["128","030404036001","配电房内其他辅助材料","套","1",{"v":885,"d":"885.00"},null,{"v":885,"d":"885.00"}]
[null,null,"含配电房操作规程、高低压模拟板、"]
[null,null,"胶垫、绝缘工具、防鼠挡板、警示标志牌"]
[null,null,"警示线、不锈钢防盗网、不锈钢防虫网等全套"]
[null,"B-换","变压器命名挂牌","块","1",{"v":50,"d":"50.00"},null,{"v":50,"d":"50.00"}]
[null,"B-换","开闭所命名挂牌","块","1",{"v":50,"d":"50.00"},null,{"v":50,"d":"50.00"}]
[null,"B-换","安全警示牌","块","1",{"v":50,"d":"50.00"},null,{"v":50,"d":"50.00"}]
[null,"B-","配电房一次模拟牌","块","1",{"v":50,"d":"50.00"},null,{"v":50,"d":"50.00"}]
[null,"B-换","绝缘胶垫","块","1",{"v":20,"d":"20.00"},null,{"v":20,"d":"20.00"}]
[null,"B-","绝缘操作工具(含绝缘令棒、绝缘手套、绝缘靴、高压测试笔)","套","1",{"v":650,"d":"650.00"},null,{"v":650,"d":"650.00"}]
[null,"B-换","安全帽","块","1",{"v":15,"d":"15.00"},null,{"v":15,"d":"15.00"}]
["129","030901013001","灭火器箱","个","2",152.02,11.22,135.46,null,3.64,{"v":1.7,"d":"1.70"}]
[null,null,"每箱含灭火器两具"]
[null,"B9-0854","灭火器放置箱安装 放置式 箱半周长 1m 以内","10个","0.2",1520.21,112.23,1354.62,null,36.36,{"v":17,"d":"17.00"}]
[null,null,"五、配电房内接地系统"]
[" ",null,null," ",null,null," "," "," "," ",null,"表－09"]
["工程量清单综合单价分析表"]
["工程名称：广西工商职业技术学院1*1250KVA专变配电工程",{"$nulls":7},"第24页 共24页"]
["序号","项目编码","项目名称及项目\r\n特征描述","单位","工程量","综合单价","综合单价"]
[{"$nulls":5},"（元）","人工费","材料费","机械费","管理费","利润","其中:\r\n暂估价"]
["130","030409002005","热镀锌圆钢水平接地极 φ16","m","100.00",17.81,7.03,6.54,0.61,2.47,1.16]
[null,"B4-1200换","钢接地母线敷设 户内钢接地母线敷设","10m","10.000",178.08,70.28,65.41,6.08,24.74,11.57]
["131","030409001001","热镀锌角钢接地极 L50*5 L=2.5m","根","10",70.64,24.62,19.64,9.94,{"v":11.2,"d":"11.20"},5.24]
[null,"B4-1188换","接地极(板)制作、安装 角钢接地极 普通土","根","10",70.64,24.62,19.64,9.94,{"v":11.2,"d":"11.20"},5.24]
["132","030409002006","热镀锌槽钢 10#","m","25.00",52.74,7.03,41.47,0.61,2.47,1.16]
[null,"B4-1200换","钢接地母线敷设 户内钢接地母线敷设","10m","2.500",527.42,70.28,414.75,6.08,24.74,11.57]
["133","030409001002","热镀锌圆钢引出线 φ16，L=1.5m","根","2",69.36,24.62,18.36,9.94,{"v":11.2,"d":"11.20"},5.24]
[null,"B4-1188换","接地极(板)制作、安装 角钢接地极 普通土","根","2",69.36,24.62,18.36,9.94,{"v":11.2,"d":"11.20"},5.24]
["134","030409002007","热镀锌扁钢接地 50*5","m","60.00",25.22,7.03,13.95,0.61,2.47,1.16]
[null,"B4-1200换","钢接地母线敷设 户内钢接地母线敷设","10m","6.000",252.21,70.28,139.54,6.08,24.74,11.57]
{"$rows_empty":16}
[" ",null,null," ",null,null," "," "," "," ",null,"表－09"]

{"sheet":"表-09_工程量清单综合单价分析表(主材)","index":17,"n_rows":693,"n_cols":13,"rows_kept":693,"merged":[[0,0,0,12],[1,0,1,8],[1,9,1,12],[2,0,4,0],[2,1,4,1],[2,2,4,2],[2,3,4,3],[2,4,4,4],[2,5,4,5],[2,6,2,12],[3,6,4,6],[3,7,3,8],[3,9,4,9],[3,10,4,10],[3,11,4,11],[3,12,4,12],[30,0,30,12],[31,0,31,8],[31,9,31,12],[32,0,34,0],[32,1,34,1],[32,2,34,2],[32,3,34,3],[32,4,34,4],[32,5,34,5],[32,6,32,12],[33,6,34,6],[33,7,33,8],[33,9,34,9],[33,10,34,10],[33,11,34,11],[33,12,34,12],[56,0,56,12],[57,0,57,8],[57,9,57,12],[58,0,60,0],[58,1,60,1],[58,2,60,2],[58,3,60,3],[58,4,60,4],[58,5,60,5],[58,6,58,12],[59,6,60,6],[59,7,59,8],[59,9,60,9],[59,10,60,10],[59,11,60,11],[59,12,60,12],[85,0,85,12],[86,0,86,8],[86,9,86,12],[87,0,89,0],[87,1,89,1],[87,2,89,2],[87,3,89,3],[87,4,89,4],[87,5,89,5],[87,6,87,12],[88,6,89,6],[88,7,88,8],[88,9,89,9],[88,10,89,10],[88,11,89,11],[88,12,89,12],[113,0,113,12],[114,0,114,8],[114,9,114,12],[115,0,117,0],[115,1,117,1],[115,2,117,2],[115,3,117,3],[115,4,117,4],[115,5,117,5],[115,6,115,12],[116,6,117,6],[116,7,116,8],[116,9,117,9],[116,10,117,10],[116,11,117,11],[116,12,117,12],[142,0,142,12],[143,0,143,8],[143,9,143,12],[144,0,146,0],[144,1,146,1],[144,2,146,2],[144,3,146,3],[144,4,146,4],[144,5,146,5],[144,6,144,12],[145,6,146,6],[145,7,145,8],[145,9,146,9],[145,10,146,10],[145,11,146,11],[145,12,146,12],[169,0,169,12],[170,0,170,8],[170,9,170,12],[171,0,173,0],[171,1,173,1],[171,2,173,2],[171,3,173,3],[171,4,173,4],[171,5,173,5],[171,6,171,12],[172,6,173,6],[172,7,172,8],[172,9,173,9],[172,10,173,10],[172,11,173,11],[172,12,173,12],[197,0,197,12],[198,0,198,8],[198,9,198,12],[199,0,201,0],[199,1,201,1],[199,2,201,2],[199,3,201,3],[199,4,201,4],[199,5,201,5],[199,6,199,12],[200,6,201,6],[200,7,200,8],[200,9,201,9],[200,10,201,10],[200,11,201,11],[200,12,201,12],[227,0,227,12],[228,0,228,8],[228,9,228,12],[229,0,231,0],[229,1,231,1],[229,2,231,2],[229,3,231,3],[229,4,231,4],[229,5,231,5],[229,6,229,12],[230,6,231,6],[230,7,230,8],[230,9,231,9],[230,10,231,10],[230,11,231,11],[230,12,231,12],[258,0,258,12],[259,0,259,8],[259,9,259,12],[260,0,262,0],[260,1,262,1],[260,2,262,2],[260,3,262,3],[260,4,262,4],[260,5,262,5],[260,6,260,12],[261,6,262,6],[261,7,261,8],[261,9,262,9],[261,10,262,10],[261,11,262,11],[261,12,262,12],[288,0,288,12],[289,0,289,8],[289,9,289,12],[290,0,292,0],[290,1,292,1],[290,2,292,2],[290,3,292,3],[290,4,292,4],[290,5,292,5],[290,6,290,12],[291,6,292,6],[291,7,291,8],[291,9,292,9],[291,10,292,10],[291,11,292,11],[291,12,292,12],[317,0,317,12],[318,0,318,8],[318,9,318,12],[319,0,321,0],[319,1,321,1],[319,2,321,2],[319,3,321,3],[319,4,321,4],[319,5,321,5],[319,6,319,12],[320,6,321,6],[320,7,320,8],[320,9,321,9],[320,10,321,10],[320,11,321,11],[320,12,321,12],[348,0,348,12],[349,0,349,8],[349,9,349,12],[350,0,352,0],[350,1,352,1],[350,2,352,2],[350,3,352,3],[350,4,352,4],[350,5,352,5],[350,6,350,12],[351,6,352,6],[351,7,351,8],[351,9,352,9],[351,10,352,10],[351,11,352,11],[351,12,352,12],[377,0,377,12],[378,0,378,8],[378,9,378,12],[379,0,381,0],[379,1,381,1],[379,2,381,2],[379,3,381,3],[379,4,381,4],[379,5,381,5],[379,6,379,12],[380,6,381,6],[380,7,380,8],[380,9,381,9],[380,10,381,10],[380,11,381,11],[380,12,381,12],[407,0,407,12],[408,0,408,8],[408,9,408,12],[409,0,411,0],[409,1,411,1],[409,2,411,2],[409,3,411,3],[409,4,411,4],[409,5,411,5],[409,6,409,12],[410,6,411,6],[410,7,410,8],[410,9,411,9],[410,10,411,10],[410,11,411,11],[410,12,411,12],[438,0,438,12],[439,0,439,8],[439,9,439,12],[440,0,442,0],[440,1,442,1],[440,2,442,2],[440,3,442,3],[440,4,442,4],[440,5,442,5],[440,6,440,12],[441,6,442,6],[441,7,441,8],[441,9,442,9],[441,10,442,10],[441,11,442,11],[441,12,442,12],[464,0,464,12],[465,0,465,8],[465,9,465,12],[466,0,468,0],[466,1,468,1],[466,2,468,2],[466,3,468,3],[466,4,468,4],[466,5,468,5],[466,6,466,12],[467,6,468,6],[467,7,467,8],[467,9,468,9],[467,10,468,10],[467,11,468,11],[467,12,468,12],[492,0,492,12],[493,0,493,8],[493,9,493,12],[494,0,496,0],[494,1,496,1],[494,2,496,2],[494,3,496,3],[494,4,496,4],[494,5,496,5],[494,6,494,12],[495,6,496,6],[495,7,495,8],[495,9,496,9],[495,10,496,10],[495,11,496,11],[495,12,496,12],[523,0,523,12],[524,0,524,8],[524,9,524,12],[525,0,527,0],[525,1,527,1],[525,2,527,2],[525,3,527,3],[525,4,527,4],[525,5,527,5],[525,6,525,12],[526,6,527,6],[526,7,526,8],[526,9,527,9],[526,10,527,10],[526,11,527,11],[526,12,527,12],[552,0,552,12],[553,0,553,8],[553,9,553,12],[554,0,556,0],[554,1,556,1],[554,2,556,2],[554,3,556,3],[554,4,556,4],[554,5,556,5],[554,6,554,12],[555,6,556,6],[555,7,555,8],[555,9,556,9],[555,10,556,10],[555,11,556,11],[555,12,556,12],[577,0,577,12],[578,0,578,8],[578,9,578,12],[579,0,581,0],[579,1,581,1],[579,2,581,2],[579,3,581,3],[579,4,581,4],[579,5,581,5],[579,6,579,12],[580,6,581,6],[580,7,580,8],[580,9,581,9],[580,10,581,10],[580,11,581,11],[580,12,581,12],[607,0,607,12],[608,0,608,8],[608,9,608,12],[609,0,611,0],[609,1,611,1],[609,2,611,2],[609,3,611,3],[609,4,611,4],[609,5,611,5],[609,6,609,12],[610,6,611,6],[610,7,610,8],[610,9,611,9],[610,10,611,10],[610,11,611,11],[610,12,611,12],[635,0,635,12],[636,0,636,8],[636,9,636,12],[637,0,639,0],[637,1,639,1],[637,2,639,2],[637,3,639,3],[637,4,639,4],[637,5,639,5],[637,6,637,12],[638,6,639,6],[638,7,638,8],[638,9,639,9],[638,10,639,10],[638,11,639,11],[638,12,639,12],[662,0,662,12],[663,0,663,8],[663,9,663,12],[664,0,666,0],[664,1,666,1],[664,2,666,2],[664,3,666,3],[664,4,666,4],[664,5,666,5],[664,6,664,12],[665,6,666,6],[665,7,665,8],[665,9,666,9],[665,10,666,10],[665,11,666,11],[665,12,666,12]],"flags":["formulas_cached_only"]}
["工程量清单综合单价分析表"]
["工程名称：广西工商职业技术学院1*1250KVA专变配电工程",{"$nulls":8},"第1页 共24页"]
["序号","项目编码","项目名称及项目\r\n特征描述","单位","工程量","综合单价\r\n(元)","综合单价"]
[{"$nulls":6},"人工费","材料费",null,"机械费","管理费","利润","其中:\r\n暂估价"]
[{"$nulls":7},"附材费","主材费"]
[null,null,"广西工商职业技术学院1*1250KVA专变配电工程-土建"]
[null,null,"分部分项工程"]
[null,null,"A.1 土（石）方工程"]
["1","010101001001","平整场地","㎡","51.72",5.03,4.47,{"$nulls":3},0.44,0.12]
[null,"A1-1","人工平整场地","100㎡","0.5172",503.54,447.12,{"$nulls":3},44.26,12.16]
["2","010101003001","挖沟槽土方","","30.86",6.22,1.98,null,null,3.54,0.55,0.15]
[null,null,"1、位置：电房基础"]
[null,null,"2、土壤类别：按地质勘查报告"]
[null,null,"3、挖土深度：2m以内"]
[null,"A1-16","液压挖掘机挖土斗容量(0.4)","1000","0.02777",4829.25,364.32,null,null,3923.77,424.52,116.64]
[null,"A1-6","人工挖沟槽(基坑) 一、二类土 深 2m以内","100","0.0309",{"v":1858.9,"d":"1858.90"},1645.54,null,null,5.05,163.41,{"v":44.9,"d":"44.90"}]
["3","010101004001","挖基坑土方","","12.14",6.21,1.97,null,null,3.54,0.55,0.15]
[null,null,"1、位置：设备基础"]
[null,null,"2、土壤类别：按地质勘查报告"]
[null,null,"3、挖土深度：2m以内"]
[null,"A1-16","液压挖掘机挖土斗容量(0.4)","1000","0.01093",4829.25,364.32,null,null,3923.77,424.52,116.64]
[null,"A1-6","人工挖沟槽(基坑) 一、二类土 深 2m以内","100","0.0121",{"v":1858.9,"d":"1858.90"},1645.54,null,null,5.05,163.41,{"v":44.9,"d":"44.90"}]
["4","010103001001","回填方","","16.56",19.16,14.41,null,null,2.61,1.68,0.46]
[null,null,"1、填方来源：原土回填",null,"1.00"]
[null,null,"2、密实度要求：压实系数不小于0.94"]
[null,"A1-82","人工回填土 夯填","100","0.1656",1916.49,1440.72,null,null,261.01,168.47,46.29]
["5","010103002001","余土弃置","","26.44",12.61,0.33,null,null,10.87,1.11,{"v":0.3,"d":"0.30"}]
[null,null,"运距：运距1km以内"]
[null,"A1-152","液压挖掘机挖土 斗容量0.4 自卸汽车运土(运距1km以内) 5t","1000","0.02644",12609.87,{"v":331.2,"d":"331.20"},null,null,10865.63,1108.49,304.55]
[" ",null,null," ",null,null," ",null,null," "," ",null,"表－09"]
["工程量清单综合单价分析表"]
["工程名称：广西工商职业技术学院1*1250KVA专变配电工程",{"$nulls":8},"第2页 共24页"]
["序号","项目编码","项目名称及项目\r\n特征描述","单位","工程量","综合单价\r\n(元)","综合单价"]
[{"$nulls":6},"人工费","材料费",null,"机械费","管理费","利润","其中:\r\n暂估价"]
[{"$nulls":7},"附材费","主材费"]
[null,null,"A.3 砌筑工程"]
["6","010401001001","砖基础","","3.10",430.38,94.72,289.45,null,3.18,33.83,{"v":9.2,"d":"9.20"}]
[null,null,"1、位置：设备基础"]
[null,null,"2、砖品种、规格、强度等级：页岩多孔砖MU10"]
[null,null,"3、砂浆强度等级、配合比：M7.5混合砂浆砌筑"]
[null,"A3-2换","砖基础 多孔砖240×115×90{换:水泥石灰砂浆中砂M7.5}","10","0.310",4303.82,{"v":947.2,"d":"947.20"},2894.51,null,31.83,338.25,92.03]
["7","010401004001","基础砖墙","","2.16",570.51,108.68,408.34,null,3.98,38.92,10.59]
[null,null,"1、位置：地梁下砖墙"]
[null,null,"2、墙体厚度:360mm"]
[null,null,"3、砖品种、规格、强度等级：页岩多孔砖MU7.5"]
[null,null,"4、砂浆强度等级、配合比：M7.5混合砂浆砌筑"]
[null,"A3-7换","混水砖墙 标准砖240×115×53 墙体厚度 36.5cm{换:水泥石灰砂浆中砂M7.5}","10","0.216",5705.13,1086.82,4083.39,null,39.78,389.24,{"v":105.9,"d":"105.90"}]
["8","010401004002","基础砖墙","","4.77",613.25,126.83,424.86,null,4.04,45.22,{"v":12.3,"d":"12.30"}]
[null,null,"1、位置：地梁下砖墙"]
[null,null,"2、墙体厚度:240mm"]
[null,null,"3、砖品种、规格、强度等级：页岩多孔砖MU7.5"]
[null,null,"4、砂浆强度等级、配合比：M7.5混合砂浆砌筑"]
[null,"A3-6换","混水砖墙 标准砖240×115×53 墙体厚度 24cm{换:水泥石灰砂浆中砂M7.5}","10","0.497",5885.71,1217.26,4077.62,null,38.79,433.97,118.07]
["9","010401004003","多孔砖墙","","21.14",465.14,114.78,295.48,null,3.08,40.72,11.08]
[null,null,"1.砖品种、规格、强度等级:页岩烧结多孔砖240*115*90"]
[" ",null,null," ",null,null," ",null,null," "," ",null,"表－09"]
["工程量清单综合单价分析表"]
["工程名称：广西工商职业技术学院1*1250KVA专变配电工程",{"$nulls":8},"第3页 共24页"]
["序号","项目编码","项目名称及项目\r\n特征描述","单位","工程量","综合单价\r\n(元)","综合单价"]
[{"$nulls":6},"人工费","材料费",null,"机械费","管理费","利润","其中:\r\n暂估价"]
[{"$nulls":7},"附材费","主材费"]
[null,null,"2.墙体厚度:240"]
[null,null,"3.砂浆种类、强度等级:M7.5混合砂浆砌筑"]
[null,"A3-11换","混水砖墙 多孔砖240×115×90 墙体厚度 24cm{换:水泥石灰砂浆中砂M7.5}","10","2.114",4651.43,1147.78,2954.82,null,30.83,407.21,110.79]
[null,null,"A.4 混凝土及钢筋混凝土工程"]
["10","010501001001","石粉垫层","","2.02",145.35,{"v":27.4,"d":"27.40"},{"v":105.9,"d":"105.90"},null,null,9.47,2.58]
[null,null,"部位：设备基础"]
[null,"A4-3换","石粉垫层{换:石粉}","10","0.202",1453.42,{"v":274,"d":"274.00"},1058.99,null,null,94.67,25.76]
["11","010501001002","基础垫层","","2.02",323.54,51.79,{"v":247.8,"d":"247.80"},null,0.82,18.18,4.95]
[null,null,"部位：设备基础"]
[null,null,"1.混凝土种类：商品砼"]
[null,null,"2.混凝土强度等级:C15"]
[null,"A4-3换","混凝土垫层{换:碎石 GD40  商品普通砼  C15}","10","0.202",3235.26,517.91,2477.97,null,8.17,181.76,49.45]
["12","010501002001","带形基础","","7.41",318.83,47.91,248.65,null,0.84,16.85,4.58]
[null,null,"1.混凝土种类：商品砼"]
[null,null,"2.混凝土强度等级:C15"]
[null,"A4-5换","带形基础 混凝土{换:碎石 GD40  商品普通砼  C15}","10","0.741",3188.34,479.14,2486.52,null,{"v":8.4,"d":"8.40"},168.45,45.83]
["13","010503001001","基础梁","","2.22",328.09,38.28,271.02,null,1.36,{"v":13.7,"d":"13.70"},3.73]
[null,null,"1.混凝土种类：商品砼"]
[null,null,"2.混凝土强度等级:C25"]
[null,"A4-21换","混凝土 基础梁{换:碎石 GD40  商品普通砼  C25}","10","0.222",3280.85,382.78,2710.21,null,13.64,136.96,37.26]
["14","010502002001","构造柱","","1.87",391.17,83.77,268.64,null,1.35,29.41,{"v":8,"d":"8.00"}]
[null,null,"1.混凝土种类：商品砼"]
[null,null,"2.混凝土强度等级:C25"]
[" ",null,null," ",null,null," ",null,null," "," ",null,"表－09"]
["工程量清单综合单价分析表"]
["工程名称：广西工商职业技术学院1*1250KVA专变配电工程",{"$nulls":8},"第4页 共24页"]
["序号","项目编码","项目名称及项目\r\n特征描述","单位","工程量","综合单价\r\n(元)","综合单价"]
[{"$nulls":6},"人工费","材料费",null,"机械费","管理费","利润","其中:\r\n暂估价"]
[{"$nulls":7},"附材费","主材费"]
[null,"A4-20换","混凝土柱 构造柱{换:碎石 GD40  商品普通砼  C25}","10","0.187",3911.71,837.69,2686.38,null,13.53,{"v":294.1,"d":"294.10"},80.01]
["15","010503005001","过梁","","0.62",401.96,85.54,276.86,null,1.36,30.03,8.17]
[null,null,"1.混凝土种类:商品砼"]
[null,null,"2.混凝土强度等级:C25"]
[null,"A4-25换","混凝土 过梁{换:碎石 GD40  商品普通砼  C25}","10","0.062",4019.54,855.39,2768.57,null,13.64,300.25,81.69]
["16","010505001001","有梁板","","8.98",352.05,53.29,273.41,null,1.34,18.87,5.14]
[null,null,"1.混凝土种类:商品砼"]
[null,null,"2.混凝土强度等级:C25"]
[null,"A4-31换","混凝土 有梁板{换:碎石 GD40  商品普通砼  C25}","10","0.898",{"v":3520.5,"d":"3520.50"},532.89,2734.14,null,13.38,188.74,51.35]
["17","010505006001","栏板","","2.35",555.28,199.14,268.62,null,null,{"v":68.8,"d":"68.80"},18.72]
[null,null,"1.混凝土种类:商品砼"]
[null,null,"2.混凝土强度等级:C25"]
[null,"A4-36换","混凝土 栏板{换:碎石 GD40  商品普通砼  C25}","10","0.234",5576.54,{"v":1999.9,"d":"1999.90"},2697.68,null,null,690.97,187.99]
["18","010505008001","雨篷、悬挑板、阳台板","","0.54",466.07,128.61,278.97,null,1.36,44.91,12.22]
[null,null,"1.混凝土种类:商品砼"]
[null,null,"2.混凝土强度等级:C25"]
[null,"A4-38换","混凝土 悬挑板{换:碎石 GD40  商品普通砼  C25}","10","0.054",4660.63,1286.06,2789.71,null,13.64,449.05,122.17]
["19","010507007001","设备基础混凝土构件","","2.45",514.83,159.02,285.92,null,null,54.94,14.95]
[null,null,"1.混凝土种类:商品砼"]
[null,null,"2.混凝土强度等级:C20"]
[null,"A4-55换","混凝土 小型构件{换:碎石 GD20  商品普通砼  C20}","10","0.245",5148.29,1590.21,2859.18,null,null,549.42,149.48]
["20","010507001001","散水、坡道","㎡","36.74",40.31,13.41,20.65,null,0.25,4.72,1.28]
[" ",null,null," ",null,null," ",null,null," "," ",null,"表－09"]
["工程量清单综合单价分析表"]
["工程名称：广西工商职业技术学院1*1250KVA专变配电工程",{"$nulls":8},"第5页 共24页"]
["序号","项目编码","项目名称及项目\r\n特征描述","单位","工程量","综合单价\r\n(元)","综合单价"]
[{"$nulls":6},"人工费","材料费",null,"机械费","管理费","利润","其中:\r\n暂估价"]
[{"$nulls":7},"附材费","主材费"]
[null,null,"20厚1:2.5水泥砂浆抹面压光"]
[null,null,"100厚1:3:6石灰、砂浆、碎砖三合土"]
[null,null,"素土夯实，向外坡4%"]
[null,"A4-62","三合土散水 水泥砂浆面{砾石三合土 1∶3∶6}","100㎡","0.3674",4031.38,1341.15,2064.99,null,24.87,471.96,128.41]
["21","010512008001","预制砼盖板","","0.78",422.76,66.07,304.69,null,15.95,28.34,7.71]
[null,null,"部位：高压电缆沟"]
[null,null,"砼强度等级：c20"]
[null,null,"规格：820*415*100"]
[null,"A4-148","预制混凝土 地沟盖板 制作{碎石 GD20 中砂水泥 32.5 C20}","10","0.078",4227.62,660.74,3046.86,null,159.52,{"v":283.4,"d":"283.40"},{"v":77.1,"d":"77.10"}]
["22","010515001001","现浇构件圆钢筋制安 φ10以内","t","1.082",4960.93,627.31,4035.95,null,15.26,222.01,{"v":60.4,"d":"60.40"}]
[null,"A4-236","现浇构件圆钢筋制安 φ10以内","t","1.082",4960.93,627.31,4035.95,null,15.26,222.01,{"v":60.4,"d":"60.40"}]
["23","010515001002","现浇构件圆钢筋制安 φ10以上","t","0.556",5247.07,{"v":530.3,"d":"530.30"},{"v":4349.7,"d":"4349.70"},null,93.09,215.38,{"v":58.6,"d":"58.60"}]
[null,"A4-237","现浇构件圆钢筋制安 φ10以上","t","0.556",5247.07,{"v":530.3,"d":"530.30"},{"v":4349.7,"d":"4349.70"},null,93.09,215.38,{"v":58.6,"d":"58.60"}]
["24","桂010515011001","砌体加固筋","t","0.048",5638.78,1098.62,{"v":4035.9,"d":"4035.90"},null,14.88,384.71,104.67]
[null,"A4-317","砖砌体加固钢筋 绑扎","t","0.048",5638.78,1098.62,{"v":4035.9,"d":"4035.90"},null,14.88,384.71,104.67]
["25","010516002001","铁件","t","0.016",7934.33,1737.08,{"v":5433.8,"d":"5433.80"},null,null,600.16,163.29]
[null,"A4-326","铁件 预埋铁件","t","0.016",7934.33,1737.08,{"v":5433.8,"d":"5433.80"},null,null,600.16,163.29]
[null,null,"A.7 屋面及防水工程"]
["26","010902001001","不上人屋面","㎡","44.82",115.97,21.47,84.71,null,0.57,7.24,1.98]
[null,null,"40厚370*370水泥预制块，1:2水泥砂浆填缝"]
[null,null,"M5混合砂浆顺排水方向砌宽、高180，中距380砖带"]
[null,null,"3厚SBS改性沥青防水卷材"]
[null,null,"20厚1:2.5水泥砂浆找平"]
[" ",null,null," ",null,null," ",null,null," "," ",null,"表－09"]
["工程量清单综合单价分析表"]
["工程名称：广西工商职业技术学院1*1250KVA专变配电工程",{"$nulls":8},"第6页 共24页"]
["序号","项目编码","项目名称及项目\r\n特征描述","单位","工程量","综合单价\r\n(元)","综合单价"]
[{"$nulls":6},"人工费","材料费",null,"机械费","管理费","利润","其中:\r\n暂估价"]
[{"$nulls":7},"附材费","主材费"]
[null,null,"20厚（最薄处）1:8水泥加气混凝土碎渣2%找坡"]
[null,null,"钢筋混凝土屋面板，表面打扫干净"]
[null,"A8-36换","屋面现浇特种混凝土隔热层 泡沫混凝土 厚度100mm{泡沫混凝土(容重kg/) 400}[实际20]","100㎡","0.4482",577.73,169.12,314.86,null,13.49,63.09,17.17]
[null,"A9-1换","水泥砂浆找平层 混凝土或硬基层上 20mm[实际20]{换:水泥砂浆 1∶2.5}","100㎡","0.4482",1595.76,574.87,{"v":766.3,"d":"766.30"},null,33.82,173.05,47.72]
[null,"A7-47","改性沥青防水卷材热贴屋面 一层 满铺{冷底子油 30∶70}","100㎡","0.5379",4014.18,414.93,3416.89,null,null,143.36,{"v":39,"d":"39.00"}]
[null,"A8-30换","屋面混凝土隔热板铺设 板式架空 侧砌多孔砖巷砖 90×135{换:水泥砂浆 1∶2}","100㎡","0.4482",4606.09,905.25,3288.66,null,9.95,{"v":316.2,"d":"316.20"},86.03]
[null,null,"A.9 楼地面工程"]
["27","011102003001","块料楼地面","㎡","24.59",154.21,29.42,110.86,null,{"v":2.1,"d":"2.10"},9.28,2.55]
[null,null,"800*800*10乳白色耐磨抛光砖，专用填缝剂擦缝"]
[null,null,"25厚1:4干硬性水泥砂浆，面撒素水泥"]
[null,null,"素水泥砂浆结合层一道"]
[null,null,"100厚c15混凝土"]
[null,null,"素土夯实"]
[null,"A4-3换","混凝土垫层{换:碎石 GD40  商品普通砼  C15}","10","0.246",3235.26,517.91,2477.97,null,8.17,181.76,49.45]
[null,"A9-84换","陶瓷地砖楼地面 每块周长(3200mm以内)  水泥砂浆 密缝{素水泥浆}","100㎡","0.2459",12184.49,2423.49,8606.57,null,202.12,746.46,205.85]
[null,null,"A.10 墙、柱面工程"]
["28","011201001001","内墙墙面抹灰","㎡","95.61",23.61,{"v":11.7,"d":"11.70"},7.13,null,0.39,3.44,0.95]
[null,null,"15厚1：1：6水泥石灰砂浆"]
[null,null,"5厚1:0.5:3水泥石灰砂浆"]
[null,"A10-7换","内墙 混合砂浆 砖墙 (15+5)mm{水泥砂浆 1∶2}[实际15]","100㎡","0.9561",2360.15,1169.62,713.45,null,38.79,343.55,94.74]
["29","011201001002","外墙墙面抹灰","㎡","93.88",38.59,22.69,7.14,null,0.39,6.56,1.81]
[" ",null,null," ",null,null," ",null,null," "," ",null,"表－09"]
["工程量清单综合单价分析表"]
["工程名称：广西工商职业技术学院1*1250KVA专变配电工程",{"$nulls":8},"第7页 共24页"]
["序号","项目编码","项目名称及项目\r\n特征描述","单位","工程量","综合单价\r\n(元)","综合单价"]
[{"$nulls":6},"人工费","材料费",null,"机械费","管理费","利润","其中:\r\n暂估价"]
[{"$nulls":7},"附材费","主材费"]
[null,null,"部位：砖墙外墙"]
[null,null,"12厚1:2水泥砂浆"]
[null,null,"8厚1:2.5水泥砂浆"]
[null,"A10-11换","外墙 混合砂浆 砖墙 (12+8)mm{水泥砂浆 1∶2}[实际12]","100㎡","0.9388",3859.52,2269.41,714.14,null,38.79,656.22,180.96]
["30","011201001003","外墙墙面抹灰","㎡","15.93",40.81,23.92,7.65,null,0.41,6.92,1.91]
[null,null,"部位：栏板、女儿墙"]
[null,"A10-12","外墙 混合砂浆 混凝土墙 (12+8)mm{水泥砂浆 1∶1}","100㎡","0.1593",4080.42,2392.37,764.77,null,40.78,691.74,190.76]
["31","011203001001","零星项目一般抹灰","㎡","38.87",53.72,32.82,8.47,null,0.39,9.44,{"v":2.6,"d":"2.60"}]
[null,null,"部位:设备砖基础"]
[null,null,"1：2水泥砂浆抹面"]
[null,"A10-34换","水泥砂浆 零星项目{换:水泥砂浆 1∶2 换:水泥砂浆 1∶2 换:水泥砂浆 1∶2}","100㎡","0.3887",{"v":5372.3,"d":"5372.30"},3281.92,847.17,null,38.79,944.08,260.34]
["32","桂011201005001","墙面钉(挂)网","㎡","33.54",10.32,5.95,2.12,null,0.07,1.71,0.47]
[null,null,"钢丝网与墙面及砼搭接宽度150mm"]
[null,"A10-67","墙面钉(挂)网 钢板网","100㎡","0.3354",1031.32,595.06,211.58,null,{"v":6.5,"d":"6.50"},171.02,47.16]
["33","桂011204007001","外墙勒脚贴砖","㎡","18.81",87.72,34.16,38.88,null,1.68,10.19,2.81]
[null,null,"外墙勒脚贴100*100灰色釉面小方砖"]
[null,"A10-160换","面砖(周长600mm以内) 水泥砂浆粘贴 墙面、墙裙 缝宽5mm内{素水泥浆}","100㎡","0.1881",8771.15,{"v":3415.5,"d":"3415.50"},3887.81,null,168.08,1018.81,280.95]
[null,null,"A.11 天棚工程"]
["34","011301001001","天棚抹灰","㎡","48.39",21.96,12.24,4.96,null,0.23,3.55,0.98]
[null,null,"7厚1:3水泥砂浆"]
[null,null,"5厚1：2水泥砂浆"]
[null,"A11-7","混凝土面天棚 水泥砂浆 现浇 (5+5)mm{水泥砂浆 1∶1}","100㎡","0.4839",2195.45,1224.27,495.96,null,22.88,354.56,97.78]
[" ",null,null," ",null,null," ",null,null," "," ",null,"表－09"]
["工程量清单综合单价分析表"]
["工程名称：广西工商职业技术学院1*1250KVA专变配电工程",{"$nulls":8},"第8页 共24页"]
["序号","项目编码","项目名称及项目\r\n特征描述","单位","工程量","综合单价\r\n(元)","综合单价"]
[{"$nulls":6},"人工费","材料费",null,"机械费","管理费","利润","其中:\r\n暂估价"]
[{"$nulls":7},"附材费","主材费"]
[null,null,"A.12 门窗工程"]
["35","010802003001","甲级防火门","㎡","10.80",570.22,79.88,461.36,null,null,22.71,6.27]
[null,null,"规格:2000*2700"]
[null,null,"含运输、防火锁、闭门器、防火铰链等五金配件"]
[null,null,"样式由建设方定"]
[null,"A12-80","防火门 钢质","100㎡","0.1080",46650.52,4024.98,41165.68,null,null,{"v":1144.3,"d":"1144.30"},315.56]
[null,"A12-151","特殊五金 防火门防火铰链","副","12",61.43,35.67,12.82,null,null,10.14,{"v":2.8,"d":"2.80"}]
[null,"B-","防火锁","把","2",68.38,null,68.38]
[null,"B-","闭门器","把","4",61.54,null,61.54]
["36","010807001001","96系列铝合金推拉窗（洞口面积＞2m2）","㎡","6.00",440.57,35.83,391.24,null,0.37,10.29,2.84]
[null,null,"门窗尺寸：1500*1000"]
[null,null,"含不锈钢五金配件、运输、制作及安装"]
[null,null,"玻璃密封胶、结构胶满足使用要求"]
[null,null,"安装不锈钢防盗网"]
[null,"A12-114","铝合金推拉窗 带亮","100㎡","0.0600",26957.51,3583.24,22023.54,null,37.49,1029.37,283.87]
[null,"B-","不锈钢防盗网","㎡","6.00",{"v":171,"d":"171.00"},null,{"v":171,"d":"171.00"}]
["37","010807003001","金属百叶窗","㎡","3.60",410.39,18.76,383.83,null,0.73,5.54,1.53]
[null,null,"门窗尺寸：1500*600"]
[null,null,"含不锈钢五金配件、运输、制作及安装"]
[null,null,"安装不锈钢防盗网"]
[null,"A12-119","铝合金百页窗","100㎡","0.0360",{"v":23939.3,"d":"23939.30"},1876.25,21283.11,null,72.96,554.16,152.82]
[null,"B-","不锈钢防盗网","㎡","3.60",{"v":171,"d":"171.00"},null,{"v":171,"d":"171.00"}]
["38","桂010811002001","门窗周边塞缝","m","51.60",6.41,4.25,0.62,null,null,1.21,0.33]
[null,null,"水泥砂浆1:2.5塞缝"]
[" ",null,null," ",null,null," ",null,null," "," ",null,"表－09"]
["工程量清单综合单价分析表"]
["工程名称：广西工商职业技术学院1*1250KVA专变配电工程",{"$nulls":8},"第9页 共24页"]
["序号","项目编码","项目名称及项目\r\n特征描述","单位","工程量","综合单价\r\n(元)","综合单价"]
[{"$nulls":6},"人工费","材料费",null,"机械费","管理费","利润","其中:\r\n暂估价"]
[{"$nulls":7},"附材费","主材费"]
[null,"A12-166","门窗周边塞缝 水泥砂浆1:2.5{水泥砂浆 1∶2.5}","100m","0.5160",{"v":640.7,"d":"640.70"},425.04,{"v":61.5,"d":"61.50"},null,null,120.84,33.32]
[null,null,"A.13 油漆、涂料、裱糊工程"]
["39","011406003001","内墙双飞粉腻子墙面","㎡","95.61",10.21,6.32,1.59,null,null,{"v":1.8,"d":"1.80"},{"v":0.5,"d":"0.50"}]
[null,null,"刮腻子遍数:两遍"]
[null,"A13-204","刮熟胶粉腻子 内墙面 两遍","100㎡","0.9561",1020.99,632.25,159.42,null,null,179.75,49.57]
["40","011406003002","天棚双飞粉腻子","㎡","48.39",11.75,7.46,1.59,null,null,2.12,0.58]
[null,null,"刮腻子遍数:两遍"]
[null,"A13-204","刮熟胶粉腻子 天棚 两遍","100㎡","0.4839",1176.06,746.05,159.42,null,null,{"v":212.1,"d":"212.10"},58.49]
["41","011407001001","内墙面乳胶漆","㎡","95.61",10.75,4.93,4.03,null,null,{"v":1.4,"d":"1.40"},0.39]
[null,null,"刷内墙乳胶漆两遍"]
[null,"A13-210","乳胶漆 内墙、柱、天棚抹灰面 二遍","100㎡","0.9561",1074.07,492.59,402.82,null,null,140.04,38.62]
["42","011407002001","天棚喷（刷）涂料","㎡","48.39",11.95,5.81,4.03,null,null,1.65,0.46]
[null,null,"刷内天棚乳胶漆两遍"]
[null,"A13-210","乳胶漆 内墙、柱、天棚抹灰面 二遍","100㎡","0.4839",{"v":1194.9,"d":"1194.90"},581.26,402.82,null,null,165.25,45.57]
[null,null,"单价措施项目"]
[null,"011701","脚手架工程"]
["43","桂011701001001","外脚手架","㎡","160.37",{"v":20,"d":"20.00"},{"v":10.6,"d":"10.60"},3.97,null,0.53,3.85,1.05]
[null,null,"1、搭设方式:扣件式"]
[null,null,"2、搭设高度:10m以内"]
[null,null,"3、脚手架材质:钢管"]
[null,"A15-5","扣件式钢管外脚手架 双排 10m以内","100㎡","1.6037",1999.08,1059.94,396.64,null,53.25,384.61,104.64]
["44","桂011701002001","里脚手架","㎡","121.81",5.04,2.84,0.67,null,0.19,1.05,0.29]
[null,null,"1、搭设方式:扣件式"]
[null,null,"2、搭设高度:3.6m以内"]
[null,null,"3、脚手架材质:钢管"]
[" ",null,null," ",null,null," ",null,null," "," ",null,"表－09"]
["工程量清单综合单价分析表"]
["工程名称：广西工商职业技术学院1*1250KVA专变配电工程",{"$nulls":8},"第10页 共24页"]
["序号","项目编码","项目名称及项目\r\n特征描述","单位","工程量","综合单价\r\n(元)","综合单价"]
[{"$nulls":6},"人工费","材料费",null,"机械费","管理费","利润","其中:\r\n暂估价"]
[{"$nulls":7},"附材费","主材费"]
[null,"A15-1","扣件式钢管里脚手架 3.6m以内","100㎡","1.2181",503.81,284.49,66.91,null,19.02,104.86,28.53]
[null,"011702","混凝土模板及支架(撑)"]
["45","011702001001","带形基础模板 胶合板模板 木支撑","㎡","24.69",36.54,18.84,8.84,null,{"v":0.4,"d":"0.40"},6.65,1.81]
[null,null,"1.模板材质、支撑种类:胶合板模板 木支撑"]
[null,null,"2.支模高度:综合考虑"]
[null,"A17-4","带形基础 无筋混凝土 胶合板模板 木支撑","100㎡","0.2469",{"v":3654.3,"d":"3654.30"},1883.91,884.29,null,40.38,664.84,180.88]
["46","011702001002","基础梁 胶合板模板 木支撑","㎡","18.52",41.57,18.84,13.74,null,0.49,6.68,1.82]
[null,null,"1.模板材质、支撑种类:胶合板模板 木支撑"]
[null,null,"2.支模高度:综合考虑"]
[null,"A17-63","基础梁 胶合板模板 木支撑","100㎡","0.1852",4156.01,1883.91,{"v":1373.8,"d":"1373.80"},null,48.85,667.77,181.68]
["47","011702003001","构造柱 胶合板模板 木支撑","㎡","18.02",48.39,24.33,12.98,null,0.27,{"v":8.5,"d":"8.50"},2.31]
[null,null,"1.模板材质、支撑种类:胶合板模板 木支撑"]
[null,null,"2.支模高度:综合考虑"]
[null,"A17-58","构造柱 胶合板模板 木支撑","100㎡","0.1802",{"v":4838.7,"d":"4838.70"},2432.56,1298.46,null,26.79,849.71,231.18]
["48","011702009001","过梁 木模板木支撑","㎡","7.60",74.52,37.17,19.91,null,0.76,13.11,3.57]
[null,null,"1.模板材质、支撑种类:木模板 木支撑"]
[null,null,"2.支模高度:综合考虑"]
[null,"A17-77","过梁 木模板 木支撑","100㎡","0.0760",7450.98,3717.34,{"v":1990.5,"d":"1990.50"},null,75.98,1310.59,356.57]
["49","011702014001","有梁板 胶合板模板 钢支撑","㎡","66.31",47.26,22.68,13.02,null,{"v":1.1,"d":"1.10"},8.22,2.24]
[null,null,"1.模板材质、支撑种类:胶合板模板 钢支撑"]
[null,null,"2.支模高度:综合考虑"]
[null,"A17-91","有梁板 胶合板模板 钢支撑","100㎡","0.6631",{"v":4725.2,"d":"4725.20"},2268.03,1301.95,null,110.05,821.63,223.54]
["50","011702021001","栏板 木模板木支撑","㎡","35.95",{"v":56.3,"d":"56.30"},19.89,{"v":26.8,"d":"26.80"},null,{"v":0.6,"d":"0.60"},7.08,1.93]
[null,null,"1.模板材质、支撑种类:木模板木支撑"]
[" ",null,null," ",null,null," ",null,null," "," ",null,"表－09"]
["工程量清单综合单价分析表"]
["工程名称：广西工商职业技术学院1*1250KVA专变配电工程",{"$nulls":8},"第11页 共24页"]
["序号","项目编码","项目名称及项目\r\n特征描述","单位","工程量","综合单价\r\n(元)","综合单价"]
[{"$nulls":6},"人工费","材料费",null,"机械费","管理费","利润","其中:\r\n暂估价"]
[{"$nulls":7},"附材费","主材费"]
[null,null,"2.支模高度:综合考虑"]
[null,"A17-107","栏板 木模板木支撑","100㎡投影面积","0.3595",5628.48,1988.79,2679.91,null,59.54,{"v":707.7,"d":"707.70"},192.54]
["51","011702023001","雨篷、悬挑板、阳台板","㎡","5.40",124.78,57.44,38.71,null,2.35,20.66,5.62]
[null,null,"1.模板材质、支撑种类:木模板木支撑"]
[null,null,"2.支模高度:综合考虑"]
[null,"A17-109","悬挑板 直形 木模板木支撑","10㎡投影面积","0.636",1059.46,487.69,328.68,null,19.97,{"v":175.4,"d":"175.40"},47.72]
[null,"011705","大型机械设备进出场及安拆"]
["52","011705001001","大型机械设备进出场及安拆","台次","1",{"v":672.5,"d":"672.50"},65.55,121.64,null,423.59,48.42,{"v":13.3,"d":"13.30"}]
[null,"A20-19","履带式挖掘机 0.4内 场外运输费","台次","1",{"v":672.5,"d":"672.50"},65.55,121.64,null,423.59,48.42,{"v":13.3,"d":"13.30"}]
[null,null,"广西工商职业技术学院1*1250KVA专变配电工程-安装"]
[null,null,"分部分项工程"]
[null,null,"一、室外电杆部分"]
["53","060104006001","电杆工地运输","t","3.621",120.07,31.86,3.86,null,{"v":46.9,"d":"46.90"},25.52,11.93]
[null,"B4-1284","工地运输 汽车运输 装卸","10t","0.3621",1200.69,318.63,38.57,null,468.98,255.19,119.32]
["54","030410001001","1号水泥杆 φ190*15m","根","2",2229.56,241.46,65.55,{"v":1650,"d":"1650.00"},106.91,112.87,52.77]
[null,null,"含杆坑土方挖、填"]
[null,"B4-1306换","汽车组立混凝土杆(m以内)15","根","2",2093.78,150.48,64.01,{"v":1650,"d":"1650.00"},106.91,83.39,38.99]
[null,"B4-1297","底盘、拉盘、卡盘安装及电杆防腐 底盘","块","2",52.14,35.34,{"$nulls":3},11.45,5.35]
[null,"B4-1298","底盘、拉盘、卡盘安装及电杆防腐 卡盘","块","2",22.71,15.39,{"$nulls":3},4.99,2.33]
[null,"B4-1291","杆坑土石方工程 普通土","10","0.200",609.25,402.48,15.39,null,null,{"v":130.4,"d":"130.40"},60.98]
["55","030410001002","2号水泥杆 φ190*12m","根","1",1664.74,199.28,65.55,{"v":1200,"d":"1200.00"},71.27,87.66,40.98]
[null,null,"含杆坑土方挖、填"]
[null,"B4-1305换","汽车组立混凝土杆(m以内)12","根","1",1528.96,{"v":108.3,"d":"108.30"},64.01,{"v":1200,"d":"1200.00"},71.27,58.18,{"v":27.2,"d":"27.20"}]
[" ",null,null," ",null,null," ",null,null," "," ",null,"表－09"]
["工程量清单综合单价分析表"]
["工程名称：广西工商职业技术学院1*1250KVA专变配电工程",{"$nulls":8},"第12页 共24页"]
["序号","项目编码","项目名称及项目\r\n特征描述","单位","工程量","综合单价\r\n(元)","综合单价"]
[{"$nulls":6},"人工费","材料费",null,"机械费","管理费","利润","其中:\r\n暂估价"]
[{"$nulls":7},"附材费","主材费"]
[null,"B4-1297","底盘、拉盘、卡盘安装及电杆防腐 底盘","块","1",52.14,35.34,{"$nulls":3},11.45,5.35]
[null,"B4-1298","底盘、拉盘、卡盘安装及电杆防腐 卡盘","块","1",22.71,15.39,{"$nulls":3},4.99,2.33]
[null,"B4-1291","杆坑土石方工程 普通土","10","0.100",609.25,402.48,15.39,null,null,{"v":130.4,"d":"130.40"},60.98]
["56","030410001003","3号水泥杆 φ190*12m","根","1",1664.74,199.28,65.55,{"v":1200,"d":"1200.00"},71.27,87.66,40.98]
[null,null,"含杆坑土方挖、填"]
[null,"B4-1305换","汽车组立混凝土杆(m以内)12","根","1",1528.96,{"v":108.3,"d":"108.30"},64.01,{"v":1200,"d":"1200.00"},71.27,58.18,{"v":27.2,"d":"27.20"}]
[null,"B4-1297","底盘、拉盘、卡盘安装及电杆防腐 底盘","块","1",52.14,35.34,{"$nulls":3},11.45,5.35]
[null,"B4-1298","底盘、拉盘、卡盘安装及电杆防腐 卡盘","块","1",22.71,15.39,{"$nulls":3},4.99,2.33]
[null,"B4-1291","杆坑土石方工程 普通土","10","0.100",609.25,402.48,15.39,null,null,{"v":130.4,"d":"130.40"},60.98]
["57","030410004001","杆上设备 负荷开关FZW28F-12/630-16","台","1",22835.61,147.06,44.11,{"v":22000,"d":"22000.00"},389.37,{"v":173.8,"d":"173.80"},81.27]
[null,"B4-1404","杆上变配电设备安装 隔离开关","台","1",22835.61,147.06,44.11,{"v":22000,"d":"22000.00"},389.37,{"v":173.8,"d":"173.80"},81.27]
["58","030410004002","杆上设备 隔离开关GW9-10W(2)/630","组","1",1855.61,147.06,44.11,{"v":1020,"d":"1020.00"},389.37,{"v":173.8,"d":"173.80"},81.27]
[null,"B4-1404","杆上变配电设备安装 隔离开关","组","1",1855.61,147.06,44.11,{"v":1020,"d":"1020.00"},389.37,{"v":173.8,"d":"173.80"},81.27]
["59","030410004003","杆上设备 避雷器YH5WS-17/50L","组","3",{"v":519,"d":"519.00"},76.38,49.65,{"v":350,"d":"350.00"},4.51,26.21,12.25]
[null,"B4-1403","杆上变配电设备安装 避雷器","组","3",{"v":519,"d":"519.00"},76.38,49.65,{"v":350,"d":"350.00"},4.51,26.21,12.25]
["60","030410004004","杆上设备 故障指示器","台","3",{"v":669,"d":"669.00"},76.38,49.65,{"v":500,"d":"500.00"},4.51,26.21,12.25]
[null,null,"短路和接地故障二合一指示"]
[null,"B4-1403","杆上变配电设备安装 避雷器","台","3",{"v":669,"d":"669.00"},76.38,49.65,{"v":500,"d":"500.00"},4.51,26.21,12.25]
["61","030410004005","1号杆上附件制作安装","组","1",2599.87,189.47,141.46,{"v":2157.4,"d":"2157.40"},14.56,66.07,30.91]
[null,null,"含横担、双铁头瓷拉棒、螺栓、线夹、拉杆、抱箍、瓷横担、接地扁铁、拉线等"]
[null,"B4-0125","瓷横担 SC-210","10串","1.2",183.46,32.49,100.62,{"v":17,"d":"17.00"},12.13,14.46,6.76]
[null,"B-","C型线夹","个","12",{"v":18,"d":"18.00"},null,null,{"v":18,"d":"18.00"}]
[null,"B-","横梁＃10*3000","根","2",{"v":150,"d":"150.00"},null,null,{"v":150,"d":"150.00"}]
[null,"B4-1347","横担组装 L75x6x1900","根","8",125.34,18.81,2.59,{"v":95,"d":"95.00"},null,6.09,2.85]
[null,"B-","抱箍 6*60*φ200","根","5",{"v":22,"d":"22.00"},null,null,{"v":22,"d":"22.00"}]
[" ",null,null," ",null,null," ",null,null," "," ",null,"表－09"]
["工程量清单综合单价分析表"]
["工程名称：广西工商职业技术学院1*1250KVA专变配电工程",{"$nulls":8},"第13页 共24页"]
["序号","项目编码","项目名称及项目\r\n特征描述","单位","工程量","综合单价\r\n(元)","综合单价"]
[{"$nulls":6},"人工费","材料费",null,"机械费","管理费","利润","其中:\r\n暂估价"]
[{"$nulls":7},"附材费","主材费"]
[null,"B-","抱箍 6*60*φ280","根","8",{"v":42,"d":"42.00"},null,null,{"v":42,"d":"42.00"}]
[null,"B-","斜拉铁 -60*8*600","根","8",{"v":15,"d":"15.00"},null,null,{"v":15,"d":"15.00"}]
[null,"B-","负荷开关底板 L10*600","根","2",{"v":32,"d":"32.00"},null,null,{"v":32,"d":"32.00"}]
[null,"B-","负荷开关夹板 L50*5*600","根","2",{"v":35,"d":"35.00"},null,null,{"v":35,"d":"35.00"}]
[null,"B-","隔离开关底板 L70*8*550","根","2",{"v":48,"d":"48.00"},null,null,{"v":48,"d":"48.00"}]
[null,"B-","卡盘抱箍 φ16*50","根","1",{"v":15,"d":"15.00"},null,null,{"v":15,"d":"15.00"}]
[null,"B-","拉线 LG50","组","1",{"v":50,"d":"50.00"},null,null,{"v":50,"d":"50.00"}]
["62","030410004006","2号杆上附件制作安装","组","1",208.57,25.99,{"v":80.5,"d":"80.50"},{"v":75.4,"d":"75.40"},{"v":9.7,"d":"9.70"},11.57,5.41]
[null,null,"含横担、双铁头瓷拉棒、螺栓、线夹、拉杆、抱箍、瓷横担、接地扁铁、拉线等"]
[null,"B-","铁帽 φ190","个","1",{"v":48,"d":"48.00"},null,null,{"v":48,"d":"48.00"}]
[null,"B4-0125","高压横担组装 L63x6x1800","10串","0.2",246.46,32.49,100.62,{"v":80,"d":"80.00"},12.13,14.46,6.76]
[null,"B4-0125","针式绝缘子 PS-15/500","10串","0.6",185.46,32.49,100.62,{"v":19,"d":"19.00"},12.13,14.46,6.76]
["63","030410004007","3号杆上附件制作安装","组","1",380.63,47.37,35.37,{"v":270,"d":"270.00"},3.64,16.52,7.73]
[null,null,"含横担、双铁头瓷拉棒、螺栓、线夹、拉杆、抱箍、瓷横担、接地扁铁、拉线等"]
[null,"B4-0125","绝缘子串 LXP-10","10串","0.3",216.46,32.49,100.62,{"v":50,"d":"50.00"},12.13,14.46,6.76]
[null,"B4-1347","高压横担组装 L80*7*1700","组","1",165.34,18.81,2.59,{"v":135,"d":"135.00"},null,6.09,2.85]
[null,"B-","电缆固定抱箍 6*60","付","6",{"v":6,"d":"6.00"},null,null,{"v":6,"d":"6.00"}]
[null,"B4-1347","避雷器横担 L63*6*1800","组","1",114.34,18.81,2.59,{"v":84,"d":"84.00"},null,6.09,2.85]
["64","030410004008","T接铁塔上附件制作安装","组","1",357.05,41.55,73.02,{"v":210.2,"d":"210.20"},8.49,16.21,7.58]
[null,null,"含横担、双铁头瓷拉棒、螺栓、线夹、拉杆、抱箍、瓷横担、接地扁铁、拉线等"]
[null,"B4-0125","瓷横担 SC-210","10串","0.4",183.46,32.49,100.62,{"v":17,"d":"17.00"},12.13,14.46,6.76]
[null,"B4-0125","耐张绝缘子串 SL-15/70","10串","0.3",214.46,32.49,100.62,{"v":48,"d":"48.00"},12.13,14.46,6.76]
[null,"B4-1347","引下线横担组装 L80*7*1700","根","1",165.34,18.81,2.59,{"v":135,"d":"135.00"},null,6.09,2.85]
[" ",null,null," ",null,null," ",null,null," "," ",null,"表－09"]
["工程量清单综合单价分析表"]
["工程名称：广西工商职业技术学院1*1250KVA专变配电工程",{"$nulls":8},"第14页 共24页"]
["序号","项目编码","项目名称及项目\r\n特征描述","单位","工程量","综合单价\r\n(元)","综合单价"]
[{"$nulls":6},"人工费","材料费",null,"机械费","管理费","利润","其中:\r\n暂估价"]
[{"$nulls":7},"附材费","主材费"]
[null,"B-","C型线夹","个","3",{"v":18,"d":"18.00"},null,null,{"v":18,"d":"18.00"}]
["65","030409002001","接地扁铁-40*4*10000","根","2",102.34,24.62,1.34,{"v":50,"d":"50.00"},9.94,{"v":11.2,"d":"11.20"},5.24]
[null,"B4-1188换","接地极(板)制作、安装 角钢接地极 普通土","根","2",102.34,24.62,1.34,{"v":50,"d":"50.00"},9.94,{"v":11.2,"d":"11.20"},5.24]
["66","030409002002","接地扁铁-5*50","m","12.00",20.18,7.03,{"v":0.7,"d":"0.70"},8.21,0.61,2.47,1.16]
[null,"B4-1200换","钢接地母线敷设 户内钢接地母线敷设","10m","1.200",201.81,70.28,7.03,82.11,6.08,24.74,11.57]
["67","030409002003","接地网","m","20.00",17.57,5.63,0.32,8.21,{"v":0.5,"d":"0.50"},1.98,0.93]
[null,"B4-1201","钢接地母线敷设 户外钢接地母线敷设","10m","2.000",175.67,56.26,3.21,82.11,4.97,19.84,9.28]
["68","030409002004","接地环","组","1",{"v":120,"d":"120.00"},null,null,{"v":120,"d":"120.00"}]
[null,"B-","接地环","组","1",{"v":120,"d":"120.00"},null,null,{"v":120,"d":"120.00"}]
["69","030408008001","电缆防堵洞 盘柜下","处","8",81.26,41.04,{"v":20.7,"d":"20.70"},null,null,{"v":13.3,"d":"13.30"},6.22]
[null,null,"含防火涂料、防火隔板、有机堵料、无机"]
[null,null,"堵料、阻火包、防火包带、具体做法详设计图纸"]
[null,"B4-0960","防火涂料、堵洞、隔板及阻燃槽盒 防火堵洞 盘柜下","处","8",81.26,41.04,{"v":20.7,"d":"20.70"},null,null,{"v":13.3,"d":"13.30"},6.22]
["70","040205004001","电缆路径标志牌","块","10",{"v":18,"d":"18.00"},null,null,{"v":18,"d":"18.00"}]
[null,null,"1.类型:长方形"]
[null,null,"2.材质、规格尺寸:不锈钢、200×80mm"]
[null,null,"3.每隔10m~15m及转弯处设置"]
[null,"B-","电缆路径标志牌","块","10",{"v":18,"d":"18.00"},null,null,{"v":18,"d":"18.00"}]
["71","040205004002","电缆走向标志桩","块","4",{"v":60,"d":"60.00"},null,null,{"v":60,"d":"60.00"}]
[null,null,"每隔30m安装"]
[null,"B-","电缆走向标志桩","块","4",{"v":60,"d":"60.00"},null,null,{"v":60,"d":"60.00"}]
["72","040205004003","刀闸、开关标志牌","块","2",{"v":28,"d":"28.00"},null,null,{"v":28,"d":"28.00"}]
[null,null,"1.类型:长方形"]
[null,null,"2.材质、规格尺寸:铝质、320×220mm"]
[" ",null,null," ",null,null," ",null,null," "," ",null,"表－09"]
["工程量清单综合单价分析表"]
["工程名称：广西工商职业技术学院1*1250KVA专变配电工程",{"$nulls":8},"第15页 共24页"]
["序号","项目编码","项目名称及项目\r\n特征描述","单位","工程量","综合单价\r\n(元)","综合单价"]
[{"$nulls":6},"人工费","材料费",null,"机械费","管理费","利润","其中:\r\n暂估价"]
[{"$nulls":7},"附材费","主材费"]
[null,"B-换","刀闸、开关标志牌","块","2",{"v":28,"d":"28.00"},null,null,{"v":28,"d":"28.00"}]
["73","040205004004","10KV杆号标志牌","块","3",{"v":28,"d":"28.00"},null,null,{"v":28,"d":"28.00"}]
[null,null,"1.类型:长方形"]
[null,null,"2.材质、规格尺寸:铝质、320×220mm"]
[null,"B-换","10KV杆号标志牌","块","3",{"v":28,"d":"28.00"},null,null,{"v":28,"d":"28.00"}]
["74","040205004005","警告标志牌","块","3",{"v":28,"d":"28.00"},null,null,{"v":28,"d":"28.00"}]
[null,null,"1.类型:长方形"]
[null,null,"2.材质、规格尺寸:铝质、240*300mm"]
[null,"B-换","警告标志牌","块","3",{"v":28,"d":"28.00"},null,null,{"v":28,"d":"28.00"}]
["75","040205004006","禁止标志牌","块","3",{"v":28,"d":"28.00"},null,null,{"v":28,"d":"28.00"}]
[null,null,"1.类型:长方形"]
[null,null,"2.材质、规格尺寸:铝质、240*300mm"]
[null,"B-换","禁止标志牌","块","3",{"v":28,"d":"28.00"},null,null,{"v":28,"d":"28.00"}]
["76","040205004007","变压器标志牌","块","1",{"v":35,"d":"35.00"},null,null,{"v":35,"d":"35.00"}]
[null,null,"1.类型:长方形"]
[null,null,"2.材质、规格尺寸:铝质、400*210mm"]
[null,"B-换","变压器标志牌","块","1",{"v":35,"d":"35.00"},null,null,{"v":35,"d":"35.00"}]
["77","040205004008","电缆本体标示牌","块","2",{"v":18,"d":"18.00"},null,null,{"v":18,"d":"18.00"}]
[null,null,"1.类型:长方形"]
[null,null,"2.材质、规格尺寸:铝质、80×50mm"]
[null,"B-","电缆本体标示牌","块","2",{"v":18,"d":"18.00"},null,null,{"v":18,"d":"18.00"}]
["78","040205004009","电缆终端头标示牌","块","4",{"v":18,"d":"18.00"},null,null,{"v":18,"d":"18.00"}]
[null,null,"1.类型:长方形"]
[null,null,"2.材质、规格尺寸:铝质、90×130mm"]
[null,"B-","电缆终端头标示牌","块","4",{"v":18,"d":"18.00"},null,null,{"v":18,"d":"18.00"}]
[" ",null,null," ",null,null," ",null,null," "," ",null,"表－09"]
["工程量清单综合单价分析表"]
["工程名称：广西工商职业技术学院1*1250KVA专变配电工程",{"$nulls":8},"第16页 共24页"]
["序号","项目编码","项目名称及项目\r\n特征描述","单位","工程量","综合单价\r\n(元)","综合单价"]
[{"$nulls":6},"人工费","材料费",null,"机械费","管理费","利润","其中:\r\n暂估价"]
[{"$nulls":7},"附材费","主材费"]
["79","桂030413007001","电缆井","座","1",7665.76,1554.31,151.35,4771.01,304.95,602.45,281.69]
[null,null,"1.井截面、深度:井内径2*2m、1.8m深"]
[null,null,"2.垫层材料种类、厚度:C15混凝土、200mm厚"]
[null,null,"3.砌体材料:MU机制砖"]
[null,null,"4.砂浆强度等级:M5水泥砂浆砌筑"]
[null,null,"5.井盖材质、规格:C25混凝土、985*490*100mm"]
[null,"B4-0788","小型机械挖填沟槽 小型机械挖沟槽 一般土","10","2.343",116.39,4.22,null,null,74.66,25.56,11.95]
[null,"B4-2058换","路灯基础、接线井  砌筑式基础  矩形砖砌","10","0.526",5109.77,1101.24,1.75,{"v":3397,"d":"3397.00"},58.38,375.72,175.68]
[null,"B4-2059换","路灯基础、接线井 砌筑式基础 井墙1：2水泥防水砂浆厚20mm","100㎡","0.1200",2660.61,1343.49,null,678.29,null,435.29,203.54]
[null,"B4-2062换","路灯基础、接线井 砌筑式基础  混凝土井盖、座安装","套","8",178.06,34.77,1.75,{"v":125,"d":"125.00"},null,11.27,5.27]
[null,"B4-2056换","路灯基础、接线井  砌筑式基础  C15混凝土垫层","10","0.168",5241.94,{"v":963.3,"d":"963.30"},null,3634.36,126.22,{"v":353,"d":"353.00"},165.06]
[null,"B4-2063换","路灯基础、接线井 现浇井座 C25混凝土","","1.40",574.76,79.23,14.74,395.54,32.24,36.12,16.89]
[null,"B4-0486换","基础槽钢、角钢制作安装","10m","1.304",433.59,88.35,33.66,250.01,13.26,32.92,15.39]
[null,"B4-2064换","路灯基础、接线井 现浇基础  钢筋制作安装 10以内","t","0.032",5262.01,799.71,39.34,3994.32,32.79,269.73,126.12]
[null,"B4-2065换","路灯基础、接线井 现浇基础  钢筋制作安装 10以上","t","0.053",{"v":5114.2,"d":"5114.20"},556.89,{"v":13.1,"d":"13.10"},4189.14,61.18,200.25,93.64]
[null,"B4-2001","一般铁构件制作安装","100kg","0.1875",1447.56,441.18,373.05,{"v":333.9,"d":"333.90"},60.76,162.63,76.04]
["80","030408003001","电缆保护管 SC150","m","100.00",52.97,25.63,5.01,{"v":7.7,"d":"7.70"},1.66,8.84,4.13]
[null,"B4-0897换","其他电缆保护管敷设 电缆保护管敷设(管径mm以下) 钢管 100-150","10m","10.000",529.63,256.27,50.05,{"v":77,"d":"77.00"},16.57,{"v":88.4,"d":"88.40"},41.34]
["81","030408001001","高压电缆 YJV22-8.7/15kV-3×70mm2","m","100.00",181.15,5.18,0.51,172.03,0.66,1.89,0.88]
[null,"B4-0995","铜芯电力电缆敷设 普通敷设 电缆(截面m㎡以下)70","100m","1.0000",18116.02,517.62,51.33,17203.33,66.16,189.14,88.44]
[" ",null,null," ",null,null," ",null,null," "," ",null,"表－09"]
["工程量清单综合单价分析表"]
["工程名称：广西工商职业技术学院1*1250KVA专变配电工程",{"$nulls":8},"第17页 共24页"]
["序号","项目编码","项目名称及项目\r\n特征描述","单位","工程量","综合单价\r\n(元)","综合单价"]
[{"$nulls":6},"人工费","材料费",null,"机械费","管理费","利润","其中:\r\n暂估价"]
[{"$nulls":7},"附材费","主材费"]
["82","030408006001","户外冷缩电缆头 YJV22-8.7/15kV-3×70mm2","个","1",463.72,121.64,62.27,{"v":219.3,"d":"219.30"},1.81,{"v":40,"d":"40.00"},{"v":18.7,"d":"18.70"}]
[null,"B4-1104","户外电力电缆终端头制作、安装10kV以下冷缩式(截面m㎡以下)70","个","1",463.72,121.64,62.27,{"v":219.3,"d":"219.30"},1.81,{"v":40,"d":"40.00"},{"v":18.7,"d":"18.70"}]
["83","030410003001","架空绝缘导线 JKLGYJ-70mm2（高压引下）","km","0.099",16048.89,549.48,15167.25,null,48.04,{"v":193.6,"d":"193.60"},90.52]
[null,"B4-1379","绝缘铝绞线架设 绝缘铝绞线(截面m㎡以下)95","1㎞","0.099",1048.89,549.48,167.25,null,48.04,{"v":193.6,"d":"193.60"},90.52]
[null,"B-","绝缘铝绞线架设 绝缘铝绞线(截面m㎡以下)95","1㎞","0.099",{"v":15000,"d":"15000.00"},null,{"v":15000,"d":"15000.00"}]
["84","桂030404039001","铜铝接线端子 DTL-70","个","18",18.45,2.57,11.66,{"v":3,"d":"3.00"},null,0.83,0.39]
[null,"B4-0385","焊铜接线端子 导线截面(m㎡ 以内) 70","10个","1.8",{"v":184.4,"d":"184.40"},25.65,116.55,{"v":30,"d":"30.00"},null,8.31,3.89]
["85","桂030408013001","异型铝并沟线夹 JBL-50~70(含外罩)","个","3",81.84,17.67,5.26,{"v":50.5,"d":"50.50"},null,5.73,2.68]
[null,"B4-1034换","电缆穿刺线夹 电缆穿刺线夹(截面m㎡以下)70","个","3",81.84,17.67,5.26,{"v":50.5,"d":"50.50"},null,5.73,2.68]
["86","030411004001","接地引下线 BV-35mm2","m","9.00",20.19,0.91,0.22,18.62,null,{"v":0.3,"d":"0.30"},0.14]
[null,"B4-1588换","管内穿线 动力线路 铜芯 导线截面(m㎡以内) 35","100m单线","0.09",2019.11,91.49,22.47,1861.65,null,29.64,13.86]
["87","030408003002","电缆保护钢管 φ150*2000","m","2.00",529.63,256.27,50.05,{"v":77,"d":"77.00"},16.57,{"v":88.4,"d":"88.40"},41.34]
[null,"B4-0897","其他电缆保护管敷设 电缆保护管敷设(管径mm以下) 钢管 100-150","m","2.00",529.63,256.27,50.05,{"v":77,"d":"77.00"},16.57,{"v":88.4,"d":"88.40"},41.34]
["88","010101007001","管沟土方","","24.75",{"v":50.1,"d":"50.10"},33.96,{"$nulls":3},{"v":11,"d":"11.00"},5.14]
[null,null,"土壤类别：三类土"]
[null,null,"挖土深度：0.9m"]
[null,"B4-0782","人工挖填沟槽 人工挖沟槽 一般土","10","2.475",{"v":501,"d":"501.00"},339.55,{"$nulls":3},110.01,51.44]
["89","010103001001","管沟回填方","","24.75",10.14,5.44,null,null,1.43,2.23,1.04]
[null,"B4-0786","人工挖填沟槽 人工回填沟槽 土方","10","2.475",101.47,54.44,null,null,14.33,22.28,10.42]
[null,null,"二、高低压柜部分"]
["90","030401002001","干式变压器 1250KVA","台","1",127017.07,796.18,125.48,{"v":125000,"d":"125000.00"},485.82,415.37,194.22]
[null,null,"型号规格：11型，D，yn11连接，总容量1250KVA"]
[" ",null,null," ",null,null," ",null,null," "," ",null,"表－09"]
["工程量清单综合单价分析表"]
["工程名称：广西工商职业技术学院1*1250KVA专变配电工程",{"$nulls":8},"第18页 共24页"]
["序号","项目编码","项目名称及项目\r\n特征描述","单位","工程量","综合单价\r\n(元)","综合单价"]
[{"$nulls":6},"人工费","材料费",null,"机械费","管理费","利润","其中:\r\n暂估价"]
[{"$nulls":7},"附材费","主材费"]
[null,null,"电压变化比为10.5±2*2.5%/0.4KV"]
[null,null,"变压器的金属外壳采用IP3×防护等级以上"]
[null,"B4-0013换","干式变压器安装容量 (kv.A 以下) 2000","台","1",127017.07,796.18,125.48,{"v":125000,"d":"125000.00"},485.82,415.37,194.22]
["91","030402017001","高压进线柜 1HA1","台","1",33817.25,{"v":387.6,"d":"387.60"},47.73,{"v":33000,"d":"33000.00"},133.93,168.98,79.01]
[null,null,"安装方式：落地安装"]
[null,null,"柜体尺寸：宽*深*高 800*900*2200"]
[null,null,"含箱内元件，详见系统图"]
[null,"B4-0090换","高压成套配电柜安装 单母线柜 断路器柜","台","1",33817.25,{"v":387.6,"d":"387.60"},47.73,{"v":33000,"d":"33000.00"},133.93,168.98,79.01]
["92","030402017002","高压计量柜 1HA2","台","1",28473.53,185.59,41.17,{"v":28000,"d":"28000.00"},107.44,94.94,44.39]
[null,null,"安装方式：落地安装"]
[null,null,"柜体尺寸：宽*深*高 800*1500*2300"]
[null,null,"含箱内元件，详见系统图"]
[null,"B4-0092换","高压成套配电柜安装 单母线柜 电容器柜\\其他柜","台","1",28473.53,185.59,41.17,{"v":28000,"d":"28000.00"},107.44,94.94,44.39]
["93","030402017003","高压出线柜 1HA3","台","1",30317.25,{"v":387.6,"d":"387.60"},47.73,{"v":29500,"d":"29500.00"},133.93,168.98,79.01]
[null,null,"安装方式：落地安装"]
[null,null,"柜体尺寸：宽*深*高 800*1500*2300"]
[null,null,"含箱内元件，详见系统图"]
[null,"B4-0090换","高压成套配电柜安装 单母线柜 断路器柜","台","1",30317.25,{"v":387.6,"d":"387.60"},47.73,{"v":29500,"d":"29500.00"},133.93,168.98,79.01]
["94","030404004001","低压进线柜 1AA1","台","1",25607.43,266.93,59.13,{"v":25000,"d":"25000.00"},104.67,{"v":120.4,"d":"120.40"},{"v":56.3,"d":"56.30"}]
[null,null,"安装方式：落地安装"]
[null,null,"柜体尺寸：宽*深*高 800*800*2200"]
[null,null,"含箱内元件，详见系统图"]
[null,"B4-0268换","配电(电源)屏 低压开关柜","台","1",25607.43,266.93,59.13,{"v":25000,"d":"25000.00"},104.67,{"v":120.4,"d":"120.40"},{"v":56.3,"d":"56.30"}]
["95","030404004002","低压电容柜 1AA2","台","1",28107.43,266.93,59.13,{"v":27500,"d":"27500.00"},104.67,{"v":120.4,"d":"120.40"},{"v":56.3,"d":"56.30"}]
[null,null,"安装方式：落地安装"]
[" ",null,null," ",null,null," ",null,null," "," ",null,"表－09"]
["工程量清单综合单价分析表"]
["工程名称：广西工商职业技术学院1*1250KVA专变配电工程",{"$nulls":8},"第19页 共24页"]
["序号","项目编码","项目名称及项目\r\n特征描述","单位","工程量","综合单价\r\n(元)","综合单价"]
[{"$nulls":6},"人工费","材料费",null,"机械费","管理费","利润","其中:\r\n暂估价"]
[{"$nulls":7},"附材费","主材费"]
[null,null,"柜体尺寸：宽*深*高 800*800*2200"]
[null,null,"含箱内元件，详见系统图"]
[null,"B4-0268换","配电(电源)屏 低压开关柜","台","1",28107.43,266.93,59.13,{"v":27500,"d":"27500.00"},104.67,{"v":120.4,"d":"120.40"},{"v":56.3,"d":"56.30"}]
["96","030404004003","低压电容柜 1AA3","台","1",28107.43,266.93,59.13,{"v":27500,"d":"27500.00"},104.67,{"v":120.4,"d":"120.40"},{"v":56.3,"d":"56.30"}]
[null,null,"安装方式：落地安装"]
[null,null,"柜体尺寸：宽*深*高 800*800*2200"]
[null,null,"含箱内元件，详见系统图"]
[null,"B4-0268换","配电(电源)屏 低压开关柜","台","1",28107.43,266.93,59.13,{"v":27500,"d":"27500.00"},104.67,{"v":120.4,"d":"120.40"},{"v":56.3,"d":"56.30"}]
["97","030404004004","低压出线柜 1AA4","台","1",23607.43,266.93,59.13,{"v":23000,"d":"23000.00"},104.67,{"v":120.4,"d":"120.40"},{"v":56.3,"d":"56.30"}]
[null,null,"安装方式：落地安装"]
[null,null,"柜体尺寸：宽*深*高 1000*800*2200"]
[null,null,"含箱内元件，详见系统图"]
[null,"B4-0268换","配电(电源)屏 低压开关柜","台","1",23607.43,266.93,59.13,{"v":23000,"d":"23000.00"},104.67,{"v":120.4,"d":"120.40"},{"v":56.3,"d":"56.30"}]
["98","030404004005","低压出线柜 1AA5","台","1",23607.43,266.93,59.13,{"v":23000,"d":"23000.00"},104.67,{"v":120.4,"d":"120.40"},{"v":56.3,"d":"56.30"}]
[null,null,"安装方式：落地安装"]
[null,null,"柜体尺寸：宽*深*高 1000*800*2200"]
[null,null,"含箱内元件，详见系统图"]
[null,"B4-0268换","配电(电源)屏 低压开关柜","台","1",23607.43,266.93,59.13,{"v":23000,"d":"23000.00"},104.67,{"v":120.4,"d":"120.40"},{"v":56.3,"d":"56.30"}]
["99","030403004001","低压母线槽2500A/4P","m","5.00",6406.08,49.71,{"v":15.6,"d":"15.60"},{"v":6300,"d":"6300.00"},11.61,19.87,9.29]
[null,null,"含直接、三通、弯头、进线箱、出线箱等配件"]
[null,"B4-0232换","低压封闭式插接母线槽 每相电流(A 以下) 4000","10m","0.500",64060.74,{"v":497.1,"d":"497.10"},155.96,{"v":63000,"d":"63000.00"},{"v":116.1,"d":"116.10"},198.68,{"v":92.9,"d":"92.90"}]
["100","030403003001","带形铜母线安装  TMY-60*6(高压柜拼盘用，仅计安装费)","m","1.60",27.51,8.87,9.31,null,3.46,{"v":4,"d":"4.00"},1.87]
[null,null,"每相一片"]
[" ",null,null," ",null,null," ",null,null," "," ",null,"表－09"]
["工程量清单综合单价分析表"]
["工程名称：广西工商职业技术学院1*1250KVA专变配电工程",{"$nulls":8},"第20页 共24页"]
["序号","项目编码","项目名称及项目\r\n特征描述","单位","工程量","综合单价\r\n(元)","综合单价"]
[{"$nulls":6},"人工费","材料费",null,"机械费","管理费","利润","其中:\r\n暂估价"]
[{"$nulls":7},"附材费","主材费"]
[null,"B4-0143","带形铜母线安装 每相一片 截面(m㎡ 以下) 360","10m/单相","0.16",275.04,88.69,{"v":93.1,"d":"93.10"},null,34.62,39.95,18.68]
["101","030403003002","带形铜母线安装  TMY-4*(125*10)(低压柜拼盘用，仅计安装费)","m","14.40",47.37,15.89,15.64,null,5.61,6.97,3.26]
[null,null,"每相一片"]
[null,"B4-0146","带形铜母线安装 每相一片 截面(m㎡ 以下) 1250","10m/单相","1.44",473.61,158.92,156.39,null,56.07,69.66,32.57]
[null,null,"三、调试部分"]
["102","030414001001","电力变压器系统调试 10kV以下变压器 容量1250kV·A以下","系统","1",7008.14,{"v":3405.6,"d":"3405.60"},{"v":35,"d":"35.00"},null,1320.35,1531.21,715.98]
[null,"B4-2071","电力变压器系统调试 10KV以下变压器（容量2000KV.A以下）","系统","1",7008.14,{"v":3405.6,"d":"3405.60"},{"v":35,"d":"35.00"},null,1320.35,1531.21,715.98]
["103","030414002001","送配电装置系统调试 10kV以下交流供电 断路器","系统","3",3168.38,{"v":1584,"d":"1584.00"},16.28,null,552.29,692.16,323.65]
[null,"B4-2082","送配电装置系统调试 10KV以下交流供电  断路器","系统","3",3168.38,{"v":1584,"d":"1584.00"},16.28,null,552.29,692.16,323.65]
["104","030414002002","送配电装置系统调试 1kV以下交流供电","系统","5",1100.03,{"v":660,"d":"660.00"},4.07,null,82.77,240.66,112.53]
[null,"B4-2080","送配电装置系统调试 1KV以下交流供电（综合）","系统","5",1100.03,{"v":660,"d":"660.00"},4.07,null,82.77,240.66,112.53]
["105","030414008001","母线系统调试 10kV以下","段","1",1842.89,{"v":871.2,"d":"871.20"},8.96,null,371.72,402.71,{"v":188.3,"d":"188.30"}]
[null,"B4-2116","母线、避雷器、电容器调试  母线系统 10 KV以下","段","1",1842.89,{"v":871.2,"d":"871.20"},8.96,null,371.72,402.71,{"v":188.3,"d":"188.30"}]
["106","030414008002","母线系统调试 1kV以下","段","3",499.05,{"v":237.6,"d":"237.60"},2.45,null,98.96,109.05,50.99]
[null,"B4-2115","母线、避雷器、电容器调试  母线系统 1 KV以下","段","3",499.05,{"v":237.6,"d":"237.60"},2.45,null,98.96,109.05,50.99]
["107","030414010001","电容器调试  1kV以下","组","2",499.05,{"v":237.6,"d":"237.60"},2.45,null,98.96,109.05,50.99]
[null,"B4-2115","母线、避雷器、电容器调试  母线系统 1 KV以下","段","2",499.05,{"v":237.6,"d":"237.60"},2.45,null,98.96,109.05,50.99]
["108","030414009001","避雷器调试 10KV","组","4",942.75,{"v":475.2,"d":"475.20"},4.88,null,160.43,205.94,{"v":96.3,"d":"96.30"}]
[null,"B4-2118","母线、避雷器、电容器调试  避雷器 10 KV以下","组","4",942.75,{"v":475.2,"d":"475.20"},4.88,null,160.43,205.94,{"v":96.3,"d":"96.30"}]
[" ",null,null," ",null,null," ",null,null," "," ",null,"表－09"]
["工程量清单综合单价分析表"]
["工程名称：广西工商职业技术学院1*1250KVA专变配电工程",{"$nulls":8},"第21页 共24页"]
["序号","项目编码","项目名称及项目\r\n特征描述","单位","工程量","综合单价\r\n(元)","综合单价"]
[{"$nulls":6},"人工费","材料费",null,"机械费","管理费","利润","其中:\r\n暂估价"]
[{"$nulls":7},"附材费","主材费"]
["109","030414009002","避雷器调试 1KV","组","1",{"v":426,"d":"426.00"},{"v":198,"d":"198.00"},2.03,null,89.34,{"v":93.1,"d":"93.10"},43.53]
[null,"B4-2119","母线、避雷器、电容器调试  电容器 1 KV以下","组","1",{"v":426,"d":"426.00"},{"v":198,"d":"198.00"},2.03,null,89.34,{"v":93.1,"d":"93.10"},43.53]
["110","030414011001","接地装置调试 接地网","系统","1",775.53,{"v":396,"d":"396.00"},4.07,null,126.85,{"v":169.4,"d":"169.40"},79.21]
[null,"B4-2123","接地装置调试  接地网","系统","1",775.53,{"v":396,"d":"396.00"},4.07,null,126.85,{"v":169.4,"d":"169.40"},79.21]
["111","030414015001","电缆试验 泄露试验","根次","1",173.09,87.12,0.53,null,29.83,37.89,17.72]
[null,"B4-2144","绝缘子、套管、绝缘油、电缆试验  电缆试验  泄露试验","根次","1",173.09,87.12,0.53,null,29.83,37.89,17.72]
["112","030414015002","电缆试验 10KV交流耐压试验","组","1",54.67,28.22,0.16,null,8.72,11.97,{"v":5.6,"d":"5.60"}]
[null,"B4-2145","绝缘子、套管、绝缘油、电缆试验  电缆试验  交流耐压试验","10KV组/三相","0.1",546.54,282.15,1.57,null,87.19,119.67,55.96]
[null,null,"四、配电房内照明系统"]
["113","030404017001","配电室配电箱","台","1",735.84,92.34,25.78,{"v":550,"d":"550.00"},16.14,35.15,16.43]
[null,null,"安装方式：距地1.6米墙上安装"]
[null,null,"箱内元件详系统图"]
[null,"B4-0302","成套配电箱安装 悬挂嵌入式(半周长m) 1","台","1",735.84,92.34,25.78,{"v":550,"d":"550.00"},16.14,35.15,16.43]
["114","030412005001","单管荧光灯 220V 1*36W","套","3",63.05,17.92,3.05,33.26,{"v":0.2,"d":"0.20"},5.87,2.75]
[null,null,"含节能光源，接线底盒"]
[null,null,"安装方式：吸顶安装"]
[null,"B4-1885换","荧光灯具安装 壁装式、吸顶式  单管","10套","0.4",472.88,134.41,{"v":22.9,"d":"22.90"},249.47,1.48,44.03,20.59]
["115","030412005002","双管荧光灯 220V 2*36W","套","4",72.53,16.31,2.29,45.93,0.16,5.34,{"v":2.5,"d":"2.50"}]
[null,null,"含节能光源，接线底盒"]
[null,null,"安装方式：吸顶安装"]
[null,"B4-1886换","荧光灯具安装 壁装式、吸顶式  双管","10套","0.4",725.15,163.13,{"v":22.9,"d":"22.90"},459.25,1.56,53.36,24.95]
["116","030412004001","应急照明灯 250V~10W","套","6",111.82,15.94,2.44,85.85,null,5.17,2.42]
[null,null,"接线底盒"]
[null,null,"应急时间＞30分钟"]
[" ",null,null," ",null,null," ",null,null," "," ",null,"表－09"]
["工程量清单综合单价分析表"]
["工程名称：广西工商职业技术学院1*1250KVA专变配电工程",{"$nulls":8},"第22页 共24页"]
["序号","项目编码","项目名称及项目\r\n特征描述","单位","工程量","综合单价\r\n(元)","综合单价"]
[{"$nulls":6},"人工费","材料费",null,"机械费","管理费","利润","其中:\r\n暂估价"]
[{"$nulls":7},"附材费","主材费"]
[null,null,"安装方式：距地2.8米壁装"]
[null,"B4-1847换","装饰灯具安装 标志、诱导装饰灯、应急灯 嵌入式","10套","0.6",1118.14,159.43,{"v":24.4,"d":"24.40"},{"v":858.5,"d":"858.50"},null,51.66,24.15]
["117","030412004002","出口标志灯  250V~5W","套","2",99.45,14.05,2.75,75.75,0.15,{"v":4.6,"d":"4.60"},2.15]
[null,null,"含接线底盒"]
[null,null,"应急时间＞30分钟"]
[null,null,"安装方式：门框上方"]
[null,"B4-1846换","装饰灯具安装 标志、诱导装饰灯、应急灯 墙壁式","10套","0.2",994.47,140.51,27.47,{"v":757.5,"d":"757.50"},1.48,{"v":46,"d":"46.00"},21.51]
["118","030412004003","单向疏散指示灯 250V~5W","套","2",99.45,14.05,2.75,75.75,0.15,{"v":4.6,"d":"4.60"},2.15]
[null,null,"含接线底盒"]
[null,null,"应急时间＞30分钟"]
[null,null,"安装方式：距地0.9米壁装"]
[null,"B4-1846换","装饰灯具安装 标志、诱导装饰灯、应急灯 墙壁式","10套","0.2",994.47,140.51,27.47,{"v":757.5,"d":"757.50"},1.48,{"v":46,"d":"46.00"},21.51]
["119","030412004004","双向疏散指示灯 250V~5W","套","2",99.45,14.05,2.75,75.75,0.15,{"v":4.6,"d":"4.60"},2.15]
[null,null,"含接线底盒"]
[null,null,"应急时间＞30分钟"]
[null,null,"安装方式：距地0.9米壁装"]
[null,"B4-1846换","装饰灯具安装 标志、诱导装饰灯、应急灯 墙壁式","10套","0.2",994.47,140.51,27.47,{"v":757.5,"d":"757.50"},1.48,{"v":46,"d":"46.00"},21.51]
["120","030404034001","双联双控开关 10A~250V","个","2",{"v":24.3,"d":"24.30"},8.08,1.73,10.64,null,2.62,1.23]
[null,null,"含接线底盒"]
[null,null,"安装方式：底边距地1.4米暗装"]
[null,"B4-0419换","开关、按钮、插座安装 开关及按钮 跷板暗开关(双控) 双联","10套","0.2",242.94,80.83,17.28,106.39,null,26.19,12.25]
["121","030404035001","二、三孔单相插座 250V 16A","个","8",25.49,9.14,2.41,9.59,null,2.96,1.39]
[" ",null,null," ",null,null," ",null,null," "," ",null,"表－09"]
["工程量清单综合单价分析表"]
["工程名称：广西工商职业技术学院1*1250KVA专变配电工程",{"$nulls":8},"第23页 共24页"]
["序号","项目编码","项目名称及项目\r\n特征描述","单位","工程量","综合单价\r\n(元)","综合单价"]
[{"$nulls":6},"人工费","材料费",null,"机械费","管理费","利润","其中:\r\n暂估价"]
[{"$nulls":7},"附材费","主材费"]
[null,null,"含接线底盒"]
[null,null,"安装方式：底边距地0.3m暗装"]
[null,"B4-0436换","单、三相暗插座 单相暗插座10A 5孔","10套","0.8",254.87,91.43,24.09,95.88,null,29.62,13.85]
["122","030108003001","轴流风机 T35-11~250V 40W","台","2",1281.55,295.35,66.88,{"v":750,"d":"750.00"},50.38,82.98,35.96]
[null,null,"要求防水防虫、风量1392m/h"]
[null,"B1-0698","轴流通风机 设备重量（t以内）0.2","台","2",1281.55,295.35,66.88,{"v":750,"d":"750.00"},50.38,82.98,35.96]
["123","030411001001","砖、混凝土结构楼板墙暗配 PC20","m","181.50",7.58,4.02,0.15,1.41,0.06,1.32,0.62]
[null,"B4-1538","砖、混凝土结构楼板墙暗配 刚性阻燃管公称口径(mm以内) 20","100m","1.8150",756.53,401.74,14.82,{"v":140.8,"d":"140.80"},5.52,131.95,{"v":61.7,"d":"61.70"}]
["124","030413002001","凿(压)槽及恢复 公称管径20mm以内","m","88.50",14.78,8.13,2.25,null,0.36,2.75,1.29]
[null,"B4-2012","凿槽、刨沟  混凝土结构（公称管径20mm以内）","10m","8.850",111.67,65.32,{"v":11.2,"d":"11.20"},null,2.77,22.06,10.32]
[null,"B4-2018","所凿沟槽恢复  沟槽尺寸（公称管径20mm以内）{水泥砂浆 1∶2.5}","10m","8.850",35.97,15.96,11.25,null,0.79,5.43,2.54]
["125","030411004002","管内穿铜芯电线 BV-2.5mm2","m","379.00",2.13,0.44,0.13,1.35,null,0.14,0.07]
[null,"B4-1582换","管内穿线 动力线路 铜芯 导线截面(m㎡以内) 2.5","100m单线","3.79",213.39,44.18,12.76,135.45,null,14.31,6.69]
["126","030411004003","管内穿铜芯电线 BV-4mm2","m","135.20",3.05,0.47,0.15,2.21,null,0.15,0.07]
[null,"B4-1583换","管内穿线 动力线路 铜芯 导线截面(m㎡以内) 4","100m单线","1.352",{"v":305.3,"d":"305.30"},47.31,14.99,{"v":220.5,"d":"220.50"},null,15.33,7.17]
["127","030408001002","铜芯电力电缆 ZR-VV22-4*4mm2","m","21.01",21.37,2.28,0.34,17.44,0.15,0.79,0.37]
[null,"B4-0992换","铜芯电力电缆敷设 普通敷设 电缆(截面m㎡以下)10","100m","0.2101",2137.88,228.29,34.49,1744.27,{"v":15.1,"d":"15.10"},78.86,36.87]
["128","030404036001","配电房内其他辅助材料","套","1",{"v":885,"d":"885.00"},null,null,{"v":885,"d":"885.00"}]
[null,null,"含配电房操作规程、高低压模拟板、"]
[null,null,"胶垫、绝缘工具、防鼠挡板、警示标志牌"]
[null,null,"警示线、不锈钢防盗网、不锈钢防虫网等全套"]
[" ",null,null," ",null,null," ",null,null," "," ",null,"表－09"]
["工程量清单综合单价分析表"]
["工程名称：广西工商职业技术学院1*1250KVA专变配电工程",{"$nulls":8},"第24页 共24页"]
["序号","项目编码","项目名称及项目\r\n特征描述","单位","工程量","综合单价\r\n(元)","综合单价"]
[{"$nulls":6},"人工费","材料费",null,"机械费","管理费","利润","其中:\r\n暂估价"]
[{"$nulls":7},"附材费","主材费"]
[null,"B-换","变压器命名挂牌","块","1",{"v":50,"d":"50.00"},null,null,{"v":50,"d":"50.00"}]
[null,"B-换","开闭所命名挂牌","块","1",{"v":50,"d":"50.00"},null,null,{"v":50,"d":"50.00"}]
[null,"B-换","安全警示牌","块","1",{"v":50,"d":"50.00"},null,null,{"v":50,"d":"50.00"}]
[null,"B-","配电房一次模拟牌","块","1",{"v":50,"d":"50.00"},null,null,{"v":50,"d":"50.00"}]
[null,"B-换","绝缘胶垫","块","1",{"v":20,"d":"20.00"},null,null,{"v":20,"d":"20.00"}]
[null,"B-","绝缘操作工具(含绝缘令棒、绝缘手套、绝缘靴、高压测试笔)","套","1",{"v":650,"d":"650.00"},null,null,{"v":650,"d":"650.00"}]
[null,"B-换","安全帽","块","1",{"v":15,"d":"15.00"},null,null,{"v":15,"d":"15.00"}]
["129","030901013001","灭火器箱","个","2",152.02,11.22,0.46,{"v":135,"d":"135.00"},null,3.64,{"v":1.7,"d":"1.70"}]
[null,null,"每箱含灭火器两具"]
[null,"B9-0854","灭火器放置箱安装 放置式 箱半周长 1m 以内","10个","0.2",1520.21,112.23,4.62,{"v":1350,"d":"1350.00"},null,36.36,{"v":17,"d":"17.00"}]
[null,null,"五、配电房内接地系统"]
["130","030409002005","热镀锌圆钢水平接地极 φ16","m","100.00",17.81,7.03,{"v":0.7,"d":"0.70"},5.84,0.61,2.47,1.16]
[null,"B4-1200换","钢接地母线敷设 户内钢接地母线敷设","10m","10.000",178.08,70.28,7.03,58.38,6.08,24.74,11.57]
["131","030409001001","热镀锌角钢接地极 L50*5 L=2.5m","根","10",70.64,24.62,1.34,{"v":18.3,"d":"18.30"},9.94,{"v":11.2,"d":"11.20"},5.24]
[null,"B4-1188换","接地极(板)制作、安装 角钢接地极 普通土","根","10",70.64,24.62,1.34,{"v":18.3,"d":"18.30"},9.94,{"v":11.2,"d":"11.20"},5.24]
["132","030409002006","热镀锌槽钢 10#","m","25.00",52.74,7.03,{"v":0.7,"d":"0.70"},40.77,0.61,2.47,1.16]
[null,"B4-1200换","钢接地母线敷设 户内钢接地母线敷设","10m","2.500",527.42,70.28,7.03,407.72,6.08,24.74,11.57]
["133","030409001002","热镀锌圆钢引出线 φ16，L=1.5m","根","2",69.36,24.62,1.34,17.02,9.94,{"v":11.2,"d":"11.20"},5.24]
[null,"B4-1188换","接地极(板)制作、安装 角钢接地极 普通土","根","2",69.36,24.62,1.34,17.02,9.94,{"v":11.2,"d":"11.20"},5.24]
["134","030409002007","热镀锌扁钢接地 50*5","m","60.00",25.22,7.03,{"v":0.7,"d":"0.70"},13.25,0.61,2.47,1.16]
[null,"B4-1200换","钢接地母线敷设 户内钢接地母线敷设","10m","6.000",252.21,70.28,7.03,132.51,6.08,24.74,11.57]
[]
[]
[]
[]
[" ",null,null," ",null,null," ",null,null," "," ",null,"表－09"]

{"sheet":"表-11_总价措施项目清单与计价表0","index":18,"n_rows":33,"n_cols":7,"rows_kept":33,"merged":[[0,0,0,6],[1,0,1,4],[5,3,8,3],[11,3,13,3],[31,0,31,6]],"flags":["formulas_cached_only"]}
["总价措施项目清单与计价表"]
["工程名称:广西工商职业技术学院1*1250KVA专变配电工程   ",{"$nulls":5},"第1页 共1页"]
["序\r\n号","项目编码","项 目 名 称","计 算 基 础","费 率(%)\r\n或标准","金 额(元)","备注"]
[null,null,"广西工商职业技术学院1*1250KVA专变配电工程-土建",null,null,6066.08]
["一",null,"建筑装饰装修工程(营改增)一般计税法",null,null,6066.08]
["1","桂011801001001","安全文明施工费","∑(分部分项人材机+单价措施人材机)\r\n(64777.3+10577.79)","7.36",5546.13]
["2","桂011801002001","检验试验配合费",null,"0.11",82.89]
["3","桂011801003001","雨季施工增加费",null,"0.53",399.38]
["4","桂011801004001","工程定位复测费",null,"0.05",37.68]
[null,null,"广西工商职业技术学院1*1250KVA专变配电工程-安装",null,null,7065.77]
["一",null,"给排水、燃气、电气、通风空调、消防、建筑智能、通信、自控仪表工程(营改增)一般计税法",null,null,7065.77]
["1","桂031401001","安全文明施工费","∑分部分项及单价措施费定额(人工费+机械费)\r\n(33161.8+9097.58+0+0)","12.12",5121.84]
["2","桂031401002","检验试验配合费",null,"0.51",215.52]
["3","桂031401003","雨季施工增加费",null,"4.09",1728.41]
[null,null,"      合     计",null,null,13131.85]
{"$rows_empty":16}
["注：以项计算的总价措施，无“计算基础”和“费率”的数值，可只填“金额”数值，但应在备注栏说明施工方案出处或计算方式。"]
[{"$nulls":6},"表-11"]

{"sheet":"表-12-1_暂列金额明细表","index":19,"n_rows":43,"n_cols":5,"rows_kept":43,"merged":[[0,0,0,4],[1,0,1,2],[2,0,3,0],[2,1,3,1],[2,2,3,2],[2,3,3,3],[2,4,3,4],[41,0,41,4]],"flags":["formulas_cached_only"]}
["暂列金额明细表"]
["工程名称：广西工商职业技术学院1*1250KVA专变配电工程",{"$nulls":3},"第1页 共1页"]
["序号","项目名称","计量单位","暂定金额(元)","备注"]
[]
[null,"广西工商职业技术学院1*1250KVA专变配电工程-土建"]
["1","暂列金额"]
[null,"            合       计"]
{"$rows_empty":34}
["注：此表由招标人填写，如不能详列，也可只列暂定金额总额，投标人应将上述暂列金额计入总价中。"]
[{"$nulls":4},"表－12－1"]

{"sheet":"表-22_承包人提供主要材料和工程设备一览表","index":20,"n_rows":29,"n_cols":10,"rows_kept":29,"merged":[[0,0,0,9],[1,0,1,9],[2,0,2,7],[2,8,2,9],[26,0,26,9],[27,0,27,9]],"flags":["formulas_cached_only"]}
["承包人提供主要材料和工程设备一览表"]
["(适用于造价信息差额调整法)"]
["工程名称:广西工商职业技术学院1*1250KVA专变配电工程",{"$nulls":7},"编号:"]
["序号","名称、规格、型号","单位","数量","风险系数(%)","基准单价(元)","投标单价(元)","确认单价(元)","价差(元)","合计差价(元)"]
[1,"            合       计"]
{"$rows_empty":21}
["注:1.此表由招标人填写除“投标单价”栏的内容，投标人在投标时自主确定投标单价。\r\n"]
["   2.招标人应优先采用工程造价管理机构发布的单价作为基础单价，未发布的，通过市场调查确定其基准单价。"]
[{"$nulls":9},"表-22"]

{"sheet":"税后项目清单与计价表","index":21,"n_rows":6,"n_cols":7,"rows_kept":6,"merged":[[0,0,0,6],[1,0,1,4],[1,5,1,6],[2,0,4,0],[2,1,4,1],[2,2,4,2],[2,3,4,3],[2,4,4,4],[2,5,2,6],[3,5,4,5],[3,6,4,6],[45,0,45,4]],"flags":["formulas_cached_only"]}
["税后项目清单与计价表"]
["工程名称:广西工商职业技术学院1*1250KVA专变配电工程 ",{"$nulls":4},"第1页 共1页"]
["序号","项目编码","项目名称及项目特征\r\n描述","计量单位","工程量","金  额(元)"]
[{"$nulls":5},"单价","合 价"]
[]
[null,null,"            合         计"]